{"text_format":"1","workbook":"xlsx","n_sheets":2,"sheets":["Cover Sheet","Manning Pipe Flow"],"not_rendered":{"charts":2,"images":1,"macros":1,"external_links":0,"defined_names":4,"comments":0,"pivot_tables":0},"unopened":[],"bounds":{"document_bytes":16777216,"sheet_cells":100000,"rows_first":2000,"rows_last":500,"rows_between":2000,"halvings":0,"cell_chars":16384,"cell_head_chars":4096},"cells_cut":0,"cells_raw":0,"read":"whole","date_system":"1900"}

{"sheet":"Cover Sheet","index":0,"n_rows":35,"n_cols":32,"rows_kept":35,"cut":false,"hidden":false,"merged":[[0,1,0,5],[0,6,0,30],[0,31,0,35],[1,1,4,5],[1,6,1,11],[1,12,1,30],[1,31,1,35],[2,6,2,11],[2,12,2,30],[2,31,2,35],[3,6,3,30],[3,31,3,35],[4,6,4,11],[4,12,4,18],[4,19,4,24],[4,25,4,30],[4,31,4,35],[34,7,34,8],[34,9,34,24],[34,25,34,29],[6,7,11,29],[13,7,15,29],[17,7,17,29],[19,7,20,29],[22,7,22,12],[23,7,23,29],[25,7,26,29],[28,7,28,23],[33,7,33,8],[33,9,33,24],[33,25,33,29],[35,7,35,8],[35,9,35,24],[35,25,35,29],[36,7,36,8],[36,9,36,24],[36,25,36,29],[39,7,39,8],[39,9,39,24],[39,25,39,29],[37,7,37,8],[37,9,37,24],[37,25,37,29],[38,7,38,8],[38,9,38,24],[38,25,38,29]]}
[null,"Registered User:",null,null,null,null,"Free Trial Version - Not For Commercial Use",null,null,null,null,null,null,null,null,null,null,null,null,null,null,null,null,null,null,null,null,null,null,null,null,"© 2017 CivilWeb"]
[null,"Your Logo / Company Details Here",null,null,null,null,"Project:",null,null,null,null,null,null,null,null,null,null,null,null,null,null,null,null,null,null,null,null,null,null,null,null,"By:"]
[null,null,null,null,null,null,"Calculation:",null,null,null,null,null,"Manning Formula - Flow in Circular Pipe"]
[null,null,null,null,null,null,null,null,null,null,null,null,null,null,null,null,null,null,null,null,null,null,null,null,null,null,null,null,null,null,null,"Approved:"]
[null,null,null,null,null,null,"Sheet Number:",null,null,null,null,null,"Cover Sheet",null,null,null,null,null,null,"Date:"]
[]
[null,null,null,null,null,null,null,"Although all care and attention has been taken to ensure that this program is accurate, CivilWeb gives no guarentee that it is error free. In no event will Civil Web accept any responsibility for any errors or omissions from the program or from the user of the program, or for any special, incedental or consequential damages whatsoever arising from use of this program."]
[]
[]
[]
[]
[]
[]
[null,null,null,null,null,null,null,"This program should only be used by a suitably qualified Civil or Structural Engineer, and suitable efforts should be taken to verify the results."]
[]
[]
[]
[null,null,null,null,null,null,null,"Reverse-engineering or decompiling of this program is not allowed."]
[]
[null,null,null,null,null,null,null,"This program is registered to a single user, and should not be used by any other."]
[]
[]
[null,null,null,null,null,null,null,"Registered User;"]
[]
[]
[null,null,null,null,null,null,null,"By using this program you confirm your understanding and agreement with the above terms and conditions."]
[]
[]
[null,null,null,null,null,null,null,"This program remains the property of CivilWeb."]
[null,null,null,null,null,null,null,"www.civilweb-spreadsheets.com"]
[]
[null,null,null,null,null,null,null,"Revision Schedule"]
[]
[null,null,null,null,null,null,null,"Rev",null,"Changes",null,null,null,null,null,null,null,null,null,null,null,null,null,null,null,"Date"]
[null,null,null,null,null,null,null,0,null,"Original",null,null,null,null,null,null,null,null,null,null,null,null,null,null,null,"2017-04-18"]

{"sheet":"Manning Pipe Flow","index":1,"n_rows":109,"n_cols":112,"rows_kept":109,"cut":false,"hidden":false,"merged":[[18,32,18,33],[18,34,18,35],[63,32,63,33],[63,34,63,35],[67,32,67,33],[67,34,67,35],[65,32,65,34],[52,1,55,5],[52,6,52,11],[52,12,52,30],[52,31,52,35],[53,6,53,11],[53,12,53,30],[53,31,53,35],[54,6,54,30],[54,31,54,35],[55,6,55,11],[55,12,55,18],[55,19,55,24],[55,25,55,30],[55,31,55,35],[3,6,3,30],[3,31,3,35],[4,6,4,11],[4,12,4,18],[4,19,4,24],[4,25,4,30],[4,31,4,35],[9,21,9,22],[8,7,8,16],[8,17,8,20],[8,21,8,22],[9,7,9,16],[9,17,9,20],[63,13,63,15],[60,7,60,12],[67,16,67,17],[66,16,66,17],[66,7,66,12],[67,7,67,12],[65,7,65,14],[66,13,66,15],[67,13,67,15],[65,15,65,16],[9,34,9,35],[9,31,9,33],[63,7,63,12],[16,7,16,22],[59,7,59,17],[57,7,57,20],[62,7,62,17],[17,17,17,20],[18,17,18,20],[17,21,17,22],[18,21,18,22],[17,7,17,16],[18,7,18,16],[60,16,60,17],[60,13,60,15],[63,16,63,17],[0,1,0,5],[0,6,0,30],[0,31,0,35],[8,32,8,33],[8,34,8,35],[7,17,7,20],[7,21,7,22],[7,7,7,16],[6,7,6,22],[1,1,4,5],[1,6,1,11],[1,12,1,30],[1,31,1,35],[2,6,2,11],[2,12,2,30],[2,31,2,35]]}
[null,"Registered User:",null,null,null,null,"Free Trial Version - Not For Commercial Use",null,null,null,null,null,null,null,null,null,null,null,null,null,null,null,null,null,null,null,null,null,null,null,null,"© 2017 CivilWeb"]
[null,"Your Logo / Company Details Here",null,null,null,null,"Project:",null,null,null,null,null,null,null,null,null,null,null,null,null,null,null,null,null,null,null,null,null,null,null,null,"By:",null,null,null,null,null,null,null,null,null,null,null,null,null,null,null,null,null,null,null,null,null,null,null,null,null,null,null,null,null,null,null,null,null,null,null,null,null,null,null,null,null,"flow m3/s"]
[null,null,null,null,null,null,"Calculation:",null,null,null,null,null,"Manning Formula - Flow in Circular Pipe",null,null,null,null,null,null,null,null,null,null,null,null,null,null,null,null,null,null,null,null,null,null,null,null,null,null,null,null,null,null,null,null,null,null,null,null,null,null,null,null,null,null,null,null,null,null,null,null,null,null,null,null,null,null,null,null,null,null,null,null,0.1,0.15,0.22500000000000001,0.3,0.375,0.45,0.52500000000000002,0.6,0.67500000000000004,0.75,0.82499999999999996,0.9,1.05,1.2,1.35,1.5,1.65,1.95,2.1,2.4,null,null,null,100,{"$f":"R$10/100*CS3","v":0.3},{"$f":"IF(CT3>($R$10/2),4*(ACOS((CT3/$R$10)^0.5))*360/(2*PI()),4*(ASIN((CT3/$R$10)^0.5))*360/(2*PI()))","v":0},{"$f":"IF(CT3>($R$10/2),(($R$10^2)/8)*((PI()*2-(PI()*CU3/180)+(SIN(CU3*2*PI()/360)))),(($R$10)^2)/8*((PI()*CU3/180-SIN(CU3*2*PI()/360))))","v":7.0685834705770348E-2},{"$f":"IF(CT3>($R$10/2),(PI()*$R$10*(360-CU3)/360),(PI()*$R$10*CU3)/360)","v":0.94247779607693793},{"$f":"(1/$R$8)*((CV3/CW3)^(2/3))*($R$9^(1/2))","v":12.703190373178797},{"$f":"CX3*CV3","v":0.89793561495444962}]
[null,null,null,null,null,null,null,null,null,null,null,null,null,null,null,null,null,null,null,null,null,null,null,null,null,null,null,null,null,null,null,"Approved:",null,null,null,null,null,null,null,null,null,null,null,null,null,null,null,null,null,null,null,null,null,null,null,null,null,null,null,null,null,null,null,null,null,null,null,null,null,null,null,null,0.01,{"$f":"(1/$R$8)*(((PI()*((BV$3/2)^2))/(2*PI()*(BV$3/2)))^(2/3))*(($BU4*0.01)^(1/2))*(PI()*((BV$3/2)^2))*1000","v":0.47964713141917531},1.4141599784142604,4.169416042646791,8.9793561495444951,16.280655951858584,26.474141648762412,39.934353734453403,57.015357591136222,78.054613756944079,103.37572153885057,{"$f":"(1/$R$8)*(((PI()*((CF$3/2)^2))/(2*PI()*(CF$3/2)))^(2/3))*(($BU4*0.01)^(1/2))*(PI()*((CF$3/2)^2))*1000","v":133.29045411998533},168.10032121280227,253.56734051096603,362.02495447405067,495.61590395497825,656.39491647497221,846.34162834953497,1321.3386800276321,1610.0522522875447,2298.7151742833908,{"$f":"IF($BU4<=$R$9,$R$19,0.0000000001)","v":89.793561495444976},1,null,null,null,null,null,null,null,null,null,"v","q","V","Q"]
[null,null,null,null,null,null,"Sheet Number:",null,null,null,null,null,1,null,null,null,null,null,null,"Date:",null,null,null,null,null,null,null,null,null,null,null,null,null,null,null,null,null,null,null,null,null,null,null,null,null,null,null,null,null,null,null,null,null,null,null,null,null,null,null,null,null,null,null,null,null,null,null,null,null,null,null,null,0.1,1.5167774084507049,4.4719665076436135,13.184851207609597,28.395217354400117,51.483954609449754,83.718586708014612,126.28351468772367,180.29839159696166,246.83036135665574,326.90273482609427,421.50142537732785,531.57989043837335,801.85033624613629,1144.823425956765,1567.2751011009846,2075.7029806168935,2676.3672242002626,4178.4397893677551,5091.4322691126863,7269.175642726429,89.793561495444976,1,null,81.400000000000006,{"$f":"R$10/100*CS5","v":0.24420000000000003},{"$f":"IF(CT5>($R$10/2),4*(ACOS((CT5/$R$10)^0.5))*360/(2*PI()),4*(ASIN((CT5/$R$10)^0.5))*360/(2*PI()))","v":102.19456035990548},{"$f":"IF(CT5>($R$10/2),(($R$10^2)/8)*((PI()*2-(PI()*CU5/180)+(SIN(CU5*2*PI()/360)))),(($R$10)^2)/8*((PI()*CU5/180-SIN(CU5*2*PI()/360))))","v":6.1616134172814425E-2},{"$f":"IF(CT5>($R$10/2),(PI()*$R$10*(360-CU5)/360),(PI()*$R$10*CU5)/360)","v":0.6749330626906731},{"$f":"(1/$R$8)*((CV5/CW5)^(2/3))*($R$9^(1/2))","v":14.481975000845885},{"$f":"CX5*CV5","v":0.89232331473946436},null,{"$f":"CX5/CX$3","v":1.1400266055543629},0.99374977434738465,{"$f":"DA5*$R$18","v":1.4481975000845886},{"$f":"DB5*$R$19","v":89.232331473946445}]
[null,null,null,null,null,null,null,null,null,null,null,null,null,null,null,null,null,null,null,null,null,null,null,null,null,null,null,null,null,null,null,null,null,null,null,null,null,null,null,null,null,null,null,null,null,null,null,null,null,null,null,null,null,null,null,null,null,null,null,null,null,null,null,null,null,null,null,null,null,null,null,null,0.2,2.1450471821321027,6.3243156855878437,18.646195395672773,40.156901489124522,72.809306853284667,118.39596074518224,178.59185917552077,254.98043067047848,349.07084463603445,462.31028116791811,596.09303232820821,751.7674905427516,1133.9876205127125,1619.024815510488,2216.4617039466762,2935.4873066466685,3784.9548263548463,5909.2062196832585,7200.372566883183,10280.166781215878,89.793561495444976,1,null,93.8,{"$f":"R$10/100*CS6","v":0.28139999999999998},{"$f":"IF(CT6>($R$10/2),4*(ACOS((CT6/$R$10)^0.5))*360/(2*PI()),4*(ASIN((CT6/$R$10)^0.5))*360/(2*PI()))","v":57.672905771480821},{"$f":"IF(CT6>($R$10/2),(($R$10^2)/8)*((PI()*2-(PI()*CU6/180)+(SIN(CU6*2*PI()/360)))),(($R$10)^2)/8*((PI()*CU6/180-SIN(CU6*2*PI()/360))))","v":6.8868137976646662E-2},{"$f":"IF(CT6>($R$10/2),(PI()*$R$10*(360-CU6)/360),(PI()*$R$10*CU6)/360)","v":0.79149048184122073},{"$f":"(1/$R$8)*((CV6/CW6)^(2/3))*($R$9^(1/2))","v":14.02556592544132},{"$f":"CX6*CV6","v":0.96591460935384676},null,1.1040979087469676,1.0757058671771758,{"$f":"DA6*$R$18","v":1.4025565925441321},{"$f":"DB6*$R$19","v":96.591460935384703}]
[null,null,null,null,null,null,null,"Pipe Info",null,null,null,null,null,null,null,null,null,null,null,null,null,null,null,null,null,null,null,null,null,null,null,null,null,null,null,null,null,null,null,null,null,null,null,null,null,null,null,null,null,null,null,null,null,null,null,null,null,null,null,null,null,null,null,null,null,null,null,null,null,null,null,null,0.3,2.627135535209272,7.7456732009850935,22.836832181815691,49.181959149782521,89.17282515813686,145.00484571614183,218.72946359750796,312.28597476888712,427.52272672031336,566.21214585201119,730.06188421623369,920.72337852115993,1388.8455224444965,1982.8923394521839,2714.6001045445541,3595.2230238506163,4635.6040120269399,7237.2700115523503,8818.6193733988694,12590.581542344324,89.793561495444976,1,null,{"$f":"P66","v":55},{"$f":"R$10/100*CS7","v":0.16500000000000001},{"$f":"IF(CT7>($R$10/2),4*(ACOS((CT7/$R$10)^0.5))*360/(2*PI()),4*(ASIN((CT7/$R$10)^0.5))*360/(2*PI()))","v":168.52165904546644},{"$f":"IF(CT7>($R$10/2),(($R$10^2)/8)*((PI()*2-(PI()*CU7/180)+(SIN(CU7*2*PI()/360)))),(($R$10)^2)/8*((PI()*CU7/180-SIN(CU7*2*PI()/360))))","v":3.9835406062510161E-2},{"$f":"IF(CT7>($R$10/2),(PI()*$R$10*(360-CU7)/360),(PI()*$R$10*CU7)/360)","v":0.50128912438693685},{"$f":"(1/$R$8)*((CV7/CW7)^(2/3))*($R$9^(1/2))","v":13.202594203070566},{"$f":"CX7*CV7","v":0.52593070115785878},null,1.0393132603087014,0.5857109267066305,{"$f":"DA7*$R$18","v":1.3202594203070566},{"$f":"DB7*$R$19","v":52.593070115785892}]
[null,null,null,null,null,null,null,"Roughness Coefficient (n)",null,null,null,null,null,null,null,null,null,1.4E-2,null,null,null,null,null,null,null,null,null,null,null,null,null,null,null,null,null,null,null,null,null,null,null,null,null,null,null,null,null,null,null,null,null,null,null,null,null,null,null,null,null,null,null,null,null,null,null,null,null,null,null,null,null,null,0.4,3.0335548169014097,8.943933015287227,26.369702415219194,56.790434708800234,102.96790921889951,167.43717341602922,252.56702937544733,360.59678319392333,493.66072271331149,653.80546965218855,843.0028507546557,1063.1597808767467,1603.7006724922726,2289.6468519135301,3134.5502022019691,4151.4059612337869,5352.7344484005253,8356.8795787355102,10182.864538225373,14538.351285452858,89.793561495444976,1]
[null,null,null,null,null,null,null,"Hydraulic Gradient (s)",null,null,null,null,null,null,null,null,null,1,null,null,null,"%",null,null,null,null,null,null,null,null,null,"=",{"$f":"R9/100","v":0.01},null,"m/m",null,null,null,null,null,null,null,null,null,null,null,null,null,null,null,null,null,null,null,null,null,null,null,null,null,null,null,null,null,null,null,null,null,null,null,null,null,0.5,3.3916173920317401,9.9996211041934533,29.482223573435252,63.493636240320392,115.12162225724329,187.20045085933106,282.3785232793432,403.15945984468323,551.9294669043195,730.97673710173467,942.50583975676011,1188.6487704920935,1792.9918596274247,2559.903002673524,3504.5336655046576,4641.4129657583035,5984.5390460642084,9343.2754089162045,11384.788656571969,16254.37087752202,89.793561495444976,1,null,0,{"$f":"R$10/100*CS9","v":0},{"$f":"IF(CT9>($R$10/2),4*(ACOS((CT9/$R$10)^0.5))*360/(2*PI()),4*(ASIN((CT9/$R$10)^0.5))*360/(2*PI()))","v":0},{"$f":"IF(CT9>($R$10/2),(($R$10^2)/8)*((PI()*2-(PI()*CU9/180)+(SIN(CU9*2*PI()/360)))),(($R$10)^2)/8*((PI()*CU9/180-SIN(CU9*2*PI()/360))))","v":0},{"$f":"IF(CT9>($R$10/2),(PI()*$R$10*(360-CU9)/360),(PI()*$R$10*CU9)/360)","v":0},{"$f":"(1/$R$8)*((CV9/CW9)^(2/3))*($R$9^(1/2))","v":{"$error":"#DIV/0!"}},{"$f":"CX9*CV9","v":{"$error":"#DIV/0!"}},null,{"$f":"CX9/CX$3","v":{"$error":"#DIV/0!"}},{"$f":"CY9/CY$3","v":{"$error":"#DIV/0!"}},0,0,null,{"$f":"DD$6","v":96.591460935384703},{"$f":"IF(CS9>=P$66,N$67,-10000000)","v":-10000000},{"$f":"IF(CS9<P$66,N$68,ERROR.TYPE(1))","v":52.593070115785892}]
[null,null,null,null,null,null,null,"Internal Diameter (D)",null,null,null,null,null,null,null,null,null,0.3,null,null,null,"m",null,null,null,null,null,null,null,null,null,"or 1 in",null,null,{"$f":"100/R9","v":100},null,null,null,null,null,null,null,null,null,null,null,null,null,null,null,null,null,null,null,null,null,null,null,null,null,null,null,null,null,null,null,null,null,null,null,null,null,0.6,3.7153307040852526,10.954036090542944,32.296157793162102,69.553793653701987,126.10941873376191,205.06781942158597,309.33017391018791,441.63906085706242,604.60843835059347,800.74489584428716,1032.4634180302539,1302.0994890986012,1964.1241738821534,2804.2332391789937,3839.0242842663306,5084.4131600855517,6555.7340635996316,10235.045404893421,12471.411119266806,17805.771175347705,89.793561495444976,1,null,1,3.0000000000000001E-3,22.956681909067147,1.1963935462999709E-4,6.0100452696935876E-2,1.1303237247333318,{"$f":"CX10*CV10","v":1.3523120095007028E-4},null,8.897951550185923E-2,1.5060233573309181E-4,{"$f":"DA10*$R$18","v":0.11303237247333318},{"$f":"DB10*$R$19","v":1.352312009500703E-2},null,96.591460935384703,-10000000,52.593070115785892]
[null,null,null,null,null,null,null,null,null,null,null,null,null,null,null,null,null,null,null,null,null,null,null,null,null,null,null,null,null,null,null,null,null,null,null,null,null,null,null,null,null,null,null,null,null,null,null,null,null,null,null,null,null,null,null,null,null,null,null,null,null,null,null,null,null,null,null,null,null,null,null,null,0.7,4.0130158170016044,11.831711250635029,34.883837368724642,75.126683543368117,136.21374040674155,221.49856054320432,334.11477455088936,477.02470595049834,653.05175216991859,864.90333925673917,1115.187948807659,1406.4281920628978,2121.4965784007982,3028.9180801625675,4146.6201535368191,5491.7938823478244,7081.0020923181455,11055.11255092419,13470.663601201451,19232.430987102238,89.793561495444976,1,null,2,6.0000000000000001E-3,32.520409416623913,3.3736745718737621E-4,8.5138232762498336E-2,1.7886457518566743,{"$f":"CX11*CV11","v":6.0343086911288893E-4},null,0.14080287701845173,6.7202019728719608E-4,0.17886457518566742,6.034308691128891E-2,null,96.591460935384703,-10000000,52.593070115785892]
[null,null,null,null,null,null,null,null,null,null,null,null,null,null,null,null,null,null,null,null,null,null,null,null,null,null,null,null,null,null,null,null,null,null,null,null,null,null,null,null,null,null,null,null,null,null,null,null,null,null,null,null,null,null,null,null,null,null,null,null,null,null,null,null,null,null,null,null,null,null,null,null,0.8,4.2900943642642053,12.648631371175687,37.292390791345547,80.313802978249043,145.61861370656933,236.79192149036447,357.18371835104153,509.96086134095697,698.1416892720689,924.62056233583621,1192.1860646564164,1503.5349810855032,2267.975241025425,3238.049631020976,4432.9234078933523,5870.9746132933369,7569.9096527096926,11818.412439366517,14400.745133766366,20560.333562431755,89.793561495444976,1,null,3,9.0000000000000011E-3,39.896887177605407,6.1789602643649302E-4,0.1044498063818883,2.3363817563298288,{"$f":"CX12*CV12","v":1.4436410034749159E-3},null,0.18392086457767393,1.6077333156544289E-3,0.23363817563298289,0.14436410034749161,null,96.591460935384703,-10000000,52.593070115785892]
[null,null,null,null,null,null,null,null,null,null,null,null,null,null,null,null,null,null,null,null,null,null,null,null,null,null,null,null,null,null,null,null,null,null,null,null,null,null,null,null,null,null,null,null,null,null,null,null,null,null,null,null,null,null,null,null,null,null,null,null,null,null,null,null,null,null,null,null,null,null,null,null,0.9,4.5503322253521148,13.415899522930843,39.554553622828792,85.185652063200351,154.45186382834927,251.15576012404389,378.85054406317101,540.89517479088511,740.4910840699672,980.70820447828294,1264.5042761319837,1594.7396713151202,2405.5510087384096,3434.4702778702958,4701.8253033029541,6227.1089418506817,8029.1016726007902,12535.319368103268,15274.296807338062,21807.526928179286,89.793561495444976,1,null,4,1.2E-2,46.147836131261961,9.4839640746700079E-4,0.12081475247419848,2.8213172149364678,{"$f":"CX13*CV13","v":2.6757271109705502E-3},null,0.22209516917052013,2.9798652224149549E-3,0.28213172149364679,0.26757271109705505,null,96.591460935384703,-10000000,52.593070115785892]
[null,null,null,null,null,null,null,null,null,null,null,null,null,null,null,null,null,null,null,null,null,null,null,null,null,null,null,null,null,null,null,null,null,null,null,null,null,null,null,null,null,null,null,null,null,null,null,null,null,null,null,null,null,null,null,null,null,null,null,null,null,null,null,null,null,null,null,null,null,null,null,null,1,{"$f":"(1/$R$8)*(((PI()*((BV$3/2)^2))/(2*PI()*(BV$3/2)))^(2/3))*(($BU14*0.01)^(1/2))*(PI()*((BV$3/2)^2))*1000","v":4.796471314191753},14.141599784142608,41.69416042646791,89.793561495444976,162.80655951858583,264.74141648762412,399.34353734453396,570.15357591136217,780.54613756944104,1033.7572153885058,{"$f":"(1/$R$8)*(((PI()*((CF$3/2)^2))/(2*PI()*(CF$3/2)))^(2/3))*(($BU14*0.01)^(1/2))*(PI()*((CF$3/2)^2))*1000","v":1332.9045411998532},1681.0032121280231,2535.6734051096605,3620.2495447405076,4956.1590395497815,6563.9491647497216,8463.4162834953495,13213.386800276321,16100.522522875448,22987.15174283391,89.793561495444976,1,null,5,1.4999999999999999E-2,51.683865526334259,1.3213329047460408E-3,0.13530804353887874,3.2633555079978245,4.3119790126017569E-3,null,0.25689259250085655,4.8021026683750532E-3,0.32633555079978249,0.43119790126017576,null,96.591460935384703,-10000000,52.593070115785892]
[null,null,null,null,null,null,null,null,null,null,null,null,null,null,null,null,null,null,null,null,null,null,null,null,null,null,null,null,null,null,null,null,null,null,null,null,null,null,null,null,null,null,null,null,null,null,null,null,null,null,null,null,null,null,null,null,null,null,null,null,null,null,null,null,null,null,null,null,null,null,null,null,1.1000000000000001,5.0305815543186245,14.831834980889871,43.729204372305325,94.176281805133314,170.75296016323321,277.66314008931943,418.83503542651459,597.98211523168891,818.64369548786601,1084.213714359202,1397.9620765765826,1763.0510426823164,2659.4367033487488,3796.9497551078071,5198.0634536182915,6884.3279629285835,8876.5058838772602,13858.316990424493,16886.370482154583,24109.128142114125,1E-10,{"$f":"IF($BU15<=$R$9,$R$19,\"\")","v":""},null,6,1.8000000000000002E-2,56.715273152655961,1.7315389097361179E-3,0.14848023790226866,3.6732264077760264,6.3603344493344174E-3,null,0.28915778634094835,7.0832856425424931E-3,0.36732264077760268,0.63603344493344183,null,96.591460935384703,-10000000,52.593070115785892]
[null,null,null,null,null,null,null,null,null,null,null,null,null,null,null,null,null,null,null,null,null,null,null,null,null,null,null,null,null,null,null,null,null,null,null,null,null,null,null,null,null,null,null,null,null,null,null,null,null,null,null,null,null,null,null,null,null,null,null,null,null,null,null,null,null,null,null,null,null,null,null,null,1.2,5.254271070418544,15.491346401970187,45.673664363631381,98.363918299565043,178.34565031627372,290.00969143228366,437.45892719501592,624.57194953777423,855.04545344062672,1132.4242917040224,1460.1237684324674,1841.4467570423199,2777.691044888993,3965.7846789043679,5429.2002090891083,7190.4460477012326,9271.2080240538799,14474.540023104701,17637.238746797739,25181.163084688647,1E-10,"",null,7,2.1000000000000001E-2,61.366834217951642,2.1751601857117665E-3,0.16065799629431635,4.0575563858977972,8.8258351018854174E-3,null,0.31941238906919173,9.8290288912675928E-3,0.40575563858977975,0.88258351018854198,null,96.591460935384703,-10000000,52.593070115785892]
[null,null,null,null,null,null,null,"Results When Flowing Full",null,null,null,null,null,null,null,null,null,null,null,null,null,null,null,null,null,null,null,null,null,null,null,null,null,null,null,null,null,null,null,null,null,null,null,null,null,null,null,null,null,null,null,null,null,null,null,null,null,null,null,null,null,null,null,null,null,null,null,null,null,null,null,null,1.3,5.4688187196344034,16.123904545466676,47.538657088399709,102.38041214923456,185.62803820803171,301.85165708512477,455.32168745239761,650.07509578653116,889.9595242127275,1178.6645725048907,1519.7450018791142,1916.6385519810849,2891.1125025834863,4127.719563639469,5650.8907397776084,7484.0535292476461,9649.779258825276,15065.578912004396,18357.420111837757,26209.385510204043,1E-10,"",null,8,2.4E-2,65.719760757778218,2.649161915034272E-3,0.17205393132692903,4.4208037160615055,1.1711424838432124E-2,null,0.34800735769460572,1.3042610899252748E-2,0.4420803716061506,1.1711424838432125,null,96.591460935384703,-10000000,52.593070115785892]
[null,null,null,null,null,null,null,"Velocity (v)",null,null,null,null,null,null,null,null,null,{"$f":"(1/$R$8)*(((PI()*((R10/2)^2))/(2*PI()*(R10/2)))^(2/3))*(($R$9*0.01)^(1/2))","v":1.2703190373178799},null,null,null,"m/s",null,null,null,null,null,null,null,null,null,null,null,null,null,null,null,null,null,null,null,null,null,null,null,null,null,null,null,null,null,null,null,null,null,null,null,null,null,null,null,null,null,null,null,null,null,null,null,null,null,null,1.4,5.6752613944214145,16.73256651673039,49.333195914467765,106.2451747631428,192.63531906478195,313.24626836631762,472.50964555909667,674.6148087422323,923.55464485021218,1223.1580325186587,1577.1139217988241,1988.9898237192222,3000.2492337025246,4283.5370282829799,5864.2064591413737,7766.5693901738878,10014.049194148583,15634.290103078012,19050.395158984691,27198.764739364553,1E-10,"",null,9,2.7E-2,69.830412494888378,3.1510624710073E-3,0.1828155924092385,4.7661512160135624,1.5018440227926144E-2,null,0.37519324484632588,1.6725520157353374E-2,0.47661512160135627,1.5018440227926146,null,96.591460935384703,-10000000,52.593070115785892]
[null,null,null,null,null,null,null,"Flow (Q)",null,null,null,null,null,null,null,null,null,{"$f":"R18*(PI()*((R10/2)^2))*1000","v":89.793561495444976},null,null,null,"l/s",null,null,null,null,null,null,null,null,null,"=",{"$f":"R19/1000","v":8.9793561495444971E-2},null,"m³/s",null,null,null,null,null,null,null,null,null,null,null,null,null,null,null,null,null,null,null,null,null,null,null,null,null,null,null,null,null,null,null,null,null,null,null,null,null,1.5,5.8744536428332248,17.319851808901056,51.064709149294721,109.97420392553148,199.39649879929746,324.24069208816229,489.0939492860935,698.29266800301582,955.96987887268631,1266.0888478111226,1632.4680008890793,2058.8000628465834,3105.5529984321033,4433.8820630786704,6070.0303654896588,8039.1630756023269,10365.525687662992,16183.027717351742,19719.032386616473,28153.396204936056,1E-10,"",null,10,0.03,73.739795291688054,3.6787749478488997E-3,0.19305033263798535,5.0959724919448233,1.8746935938293744E-2,null,0.40115690171063906,2.0877817547358044E-2,0.50959724919448235,1.8746935938293747,null,96.591460935384703,-10000000,52.593070115785892]
[null,null,null,null,null,null,null,null,null,null,null,null,null,null,null,null,null,null,null,null,null,null,null,null,null,null,null,null,null,null,null,null,null,null,null,null,null,null,null,null,null,null,null,null,null,null,null,null,null,null,null,null,null,null,null,null,null,null,null,null,null,null,null,null,null,null,null,null,null,null,null,null,1.6,6.0671096338028194,17.887866030574454,52.739404830438389,113.58086941760047,205.93581843779901,334.87434683205845,505.13405875089467,721.19356638784666,987.32144542662297,1307.6109393043771,1686.0057015093114,2126.3195617534934,3207.4013449845452,4579.2937038270602,6269.1004044039382,8302.8119224675738,10705.468896801051,16713.75915747102,20365.729076450745,29076.702570905716,1E-10,"",null,11,3.3000000000000002E-2,77.478849195711319,4.2305059964071476E-3,0.20283915286819842,5.4120979610754043,2.2895912877472394E-2,null,0.42604241943050575,2.5498390414811483E-2,0.5412097961075405,2.2895912877472395,null,96.591460935384703,-10000000,52.593070115785892]
[null,null,null,null,null,null,null,null,null,null,null,null,null,null,null,null,null,null,null,null,null,null,null,null,null,null,null,null,null,null,null,null,null,null,null,null,null,null,null,null,null,null,null,null,null,null,null,null,null,null,null,null,null,null,null,null,null,null,null,null,null,null,null,null,null,null,null,null,null,null,null,null,1.7,6.2538334655928782,18.438390265239153,54.362534187026938,117.07648041456335,212.27378287926661,345.1805758245751,520.68026983172399,743.38931268324882,1017.7076514828674,1347.8545049912677,1737.8948981791234,2191.7600367316772,3306.1136322798579,4720.2279079012233,6462.0407862399597,8558.3426364928619,11034.94475831883,17228.148601846868,20992.51303122981,29971.578986128214,1E-10,"",null,12,3.6000000000000004E-2,81.071604222633141,4.8046877274932256E-3,0.21224496353380293,5.7159770949205653,2.7463484998597219E-2,null,0.44996390095744282,3.0585138334211615E-2,0.57159770949205657,2.7463484998597223,null,96.591460935384703,-10000000,52.593070115785892]
[null,null,null,null,null,null,null,null,null,null,null,null,null,null,null,null,null,null,null,null,null,null,null,null,null,null,null,null,null,null,null,null,null,null,null,null,null,null,null,null,null,null,null,null,null,null,null,null,null,null,null,null,null,null,null,null,null,null,null,null,null,null,null,null,null,null,null,null,null,null,null,null,1.8,6.4351415463963075,18.97294705676353,55.938586187018323,120.47070446737358,218.42792055985399,355.18788223554668,535.7755775265623,764.94129201143562,1047.2125339081035,1386.9308435037542,1788.2790969846246,2255.3024716282553,3401.962861538138,4857.0744465314638,6649.3851118400289,8806.4619199400058,11354.864479064538,17727.618659049775,21601.117700649549,30840.500343647625,1E-10,"",null,13,3.9E-2,84.537168859144941,5.3999299241451392E-3,0.22131779053597467,6.0087826689680979,3.2447005341845525E-2,null,0.47301366762596059,3.6135113477475209E-2,0.6008782668968099,3.2447005341845525,null,96.591460935384703,-10000000,52.593070115785892]
[null,null,null,null,null,null,null,null,null,null,null,null,null,null,null,null,null,null,null,null,null,null,null,null,null,null,null,null,null,null,null,null,null,null,null,null,null,null,null,null,null,null,null,null,null,null,null,null,null,null,null,null,null,null,null,null,null,null,null,null,null,null,null,null,null,null,null,null,null,null,null,null,1.9,6.6114794432821373,19.492850085717023,57.471433999590452,123.77188292770248,224.41335535642651,364.92085915628331,550.45707875892185,785.90246865407903,1075.9086013512895,1424.9359854740194,1837.2821177781227,2317.1030228392924,3495.1845835410177,4990.169621943558,6831.5937824266848,9047.7795293152049,11666.014266093413,18213.396783523425,22193.038738944182,31685.602029491827,1E-10,"",null,14,4.2000000000000003E-2,87.891039124617691,6.0149853576544395E-3,0.23009820235856002,6.2914806243860184,3.784316383364851E-2,null,0.49526775869388651,4.2144629529555097E-2,0.62914806243860188,3.7843163833648519,null,96.591460935384703,-10000000,52.593070115785892]
[null,null,null,null,null,null,null,null,null,null,null,null,null,null,null,null,null,null,null,null,null,null,null,null,null,null,null,null,null,null,null,null,null,null,null,null,null,null,null,null,null,null,null,null,null,null,null,null,null,null,null,null,null,null,null,null,null,null,null,null,null,null,null,null,null,null,null,null,null,null,null,null,2,{"$f":"(1/$R$8)*(((PI()*((BV$3/2)^2))/(2*PI()*(BV$3/2)))^(2/3))*(($BU24*0.01)^(1/2))*(PI()*((BV$3/2)^2))*1000","v":6.7832347840634801},19.999242208386907,58.964447146870505,126.98727248064078,230.24324451448658,374.40090171866211,564.7570465586864,806.31891968936645,1103.858933808639,1461.9534742034693,{"$f":"(1/$R$8)*(((PI()*((CF$3/2)^2))/(2*PI()*(CF$3/2)))^(2/3))*(($BU24*0.01)^(1/2))*(PI()*((CF$3/2)^2))*1000","v":1885.0116795135202},2377.297540984187,3585.9837192548493,5119.8060053470481,7009.0673310093152,9282.8259315166069,11969.078092128417,18686.550817832409,22769.577313143938,32508.74175504404,1E-10,"",null,15,4.4999999999999998E-2,91.145991998388595,6.6487239041882413E-3,0.23861964905524305,6.5648785348144498,4.3648064842513108E-2,null,0.51678974666674071,4.8609348059690541E-2,0.65648785348144512,4.3648064842513117,null,96.591460935384703,-10000000,52.593070115785892]
[null,null,null,null,null,null,null,null,null,null,null,null,null,null,null,null,null,null,null,null,null,null,null,null,null,null,null,null,null,null,null,null,null,null,null,null,null,null,null,null,null,null,null,null,null,null,null,null,null,null,null,null,null,null,null,null,null,null,null,null,null,null,null,null,null,null,null,null,null,null,null,null,2.1,6.9507472866243072,20.493125026584178,60.420578685600894,130.12323290126224,235.92911907347414,383.64676066420094,578.7037650815613,826.23102717186691,1131.1188147301777,1498.0565272286537,1931.5621873233854,2436.0050858501781,3674.5398618737122,5246.2400068055495,7182.1567856148295,9512.0660289223688,12264.655392396553,19148.016621593077,23331.873768949656,33311.547622723134,1E-10,"",null,16,4.8000000000000001E-2,94.312713912807325,7.300112771785063E-3,0.24691010764049282,6.829660221380605,4.9857289809052956E-2,null,0.5376334622049419,5.5524348270317922E-2,0.68296602213806057,4.9857289809052965,null,96.591460935384703,-10000000,52.593070115785892]
[null,null,null,null,null,null,null,null,null,null,null,null,null,null,null,null,null,null,null,null,null,null,null,null,null,null,null,null,null,null,null,null,null,null,null,null,null,null,null,null,null,null,null,null,null,null,null,null,null,null,null,null,null,null,null,null,null,null,null,null,null,null,null,null,null,null,null,null,null,null,null,null,2.2000000000000002,7.1143166607413253,20.975382184854151,61.842433895099035,133.18537498269006,241.4811520781972,392.67497848541615,592.32218749719266,845.67441741720529,1157.7370169101703,1533.3097393576923,1977.016928377858,2493.3306957173581,3761.0114541485946,5369.6978393226627,7351.1718341829164,9735.9099729979444,12553.275007463801,19598.61983952381,23880.934155119707,34095.455995568649,1E-10,"",null,17,5.1000000000000004E-2,97.400254416588268,7.9682010905383453E-3,0.25499326977744208,7.0864110936253963,5.6465948604228912E-2,null,0.5578449889712328,6.2884184192976145E-2,0.70864110936253977,5.6465948604228924,null,96.591460935384703,-10000000,52.593070115785892]
[null,null,null,null,null,null,null,null,null,null,null,null,null,null,null,null,null,null,null,null,null,null,null,null,null,null,null,null,null,null,null,null,null,null,null,null,null,null,null,null,null,null,null,null,null,null,null,null,null,null,null,null,null,null,null,null,null,null,null,null,null,null,null,null,null,null,null,null,null,null,null,null,2.2999999999999998,7.2742089092964637,21.446797948555936,63.232325051641894,136.17867849954851,246.90837246080034,401.50023722148586,605.63446061411003,864.68071002329009,1183.7568279049196,1567.7704407361218,2021.4498229458334,2549.3675957234727,3845.5391195481247,5490.3802748303196,7516.3873355632331,9954.721787476672,12835.406301780584,20039.093260114045,24417.651375022233,34861.741695884411,1E-10,"",null,18,5.3999999999999999E-2,100.41636100088554,8.6521076940037026E-3,0.26288941835050222,7.3356371005545222,6.3468722198126798E-2,null,0.57746415546466223,7.0682932207056334E-2,0.73356371005545229,6.3468722198126812,null,96.591460935384703,-10000000,52.593070115785892]
[null,null,null,null,null,null,null,null,null,null,null,null,null,null,null,null,null,null,null,null,null,null,null,null,null,null,null,null,null,null,null,null,null,null,null,null,null,null,null,null,null,null,null,null,null,null,null,null,null,null,null,null,null,null,null,null,null,null,null,null,null,null,null,null,null,null,null,null,null,null,null,null,2.4,7.4306614081705051,21.908072181085888,64.592315586324204,139.10758730740397,252.21883746752383,410.13563884317193,618.66034782037582,883.27812171412484,1209.2168767011869,1601.4897916885743,2064.9268360605079,2604.1989781972025,3928.2483477643068,5608.4664783579874,7678.0485685326612,10168.826320171103,13111.468127199263,20470.090809786841,24942.822238533612,35611.54235069541,1E-10,"",null,19,5.7000000000000002E-2,103.36773105266852,9.3510112836011801E-3,0.27061608707775747,7.5777791684394007,7.0859898508714797E-2,null,0.59652567156979219,7.8914230963329557E-2,0.75777791684394025,7.0859898508714805,null,96.591460935384703,-10000000,52.593070115785892]
[null,null,null,null,null,null,null,null,null,null,null,null,null,null,null,null,null,null,null,null,null,null,null,null,null,null,null,null,null,null,null,null,null,null,null,null,null,null,null,null,null,null,null,null,null,null,null,null,null,null,null,null,null,null,null,null,null,null,null,null,null,null,null,null,null,null,null,null,null,null,null,null,2.5,7.5838870422535249,22.359832538218075,65.924256038048,141.9760867720006,257.41977304724878,418.59293354007315,631.41757343861832,901.49195798480844,1234.1518067832787,1634.5136741304716,2107.5071268866395,2657.8994521918667,4009.2516812306826,5724.1171297838273,7836.3755055049232,10378.51490308447,13381.836121001317,20892.19894683878,25457.161345563432,36345.878213632146,1E-10,"",null,20,0.06,106.26020470831196,1.0064142405036277E-2,0.27818856540048365,7.81322438096052,7.8633402812488082E-2,null,0.61506000866185306,8.757131525123546E-2,0.78132243809605206,7.86334028124881,null,96.591460935384703,-10000000,52.593070115785892]
[null,null,null,null,null,null,null,null,null,null,null,null,null,null,null,null,null,null,null,null,null,null,null,null,null,null,null,null,null,null,null,null,null,null,null,null,null,null,null,null,null,null,null,null,null,null,null,null,null,null,null,null,null,null,null,null,null,null,null,null,null,null,null,null,null,null,null,null,null,null,null,null,2.6,7.7340776034668384,22.802644486608166,67.229813591418733,144.7877673827947,262.51768919050949,426.88270727457615,643.92210563778406,919.34501702230102,1258.5928291047462,1666.8834239251025,2149.2439930061682,2710.5362343787806,4088.650511499985,5837.4769885716905,7991.5663236820255,10584.050002588247,13646.848701737297,21305.946022358712,25961.312492341582,37065.668449995435,1E-10,"",null,21,6.3E-2,109.09891472164918,1.0790776824754215E-2,0.28562029083679363,8.0423147625717313,8.6782823757337729E-2,null,0.63309409103653802,9.6647044968519308E-2,0.80423147625717317,8.6782823757337741,null,96.591460935384703,-10000000,52.593070115785892]
[null,null,null,null,null,null,null,null,null,null,null,null,null,null,null,null,null,null,null,null,null,null,null,null,null,null,null,null,null,null,null,null,null,null,null,null,null,null,null,null,null,null,null,null,null,null,null,null,null,null,null,null,null,null,null,null,null,null,null,null,null,null,null,null,null,null,null,null,null,null,null,null,2.7,7.8814066056278174,23.237019602955286,68.510496545447083,147.54587744934759,267.51847547441065,435.01453714842546,656.18839079252393,936.85792430666163,1282.5681801609403,1698.6364375560336,2190.1856526487009,2762.17013556348,4166.5365673334891,5948.6770183565532,8143.8003136336638,10785.669071551849,13906.812036080823,21711.810034657054,26455.858120196608,37771.744627032975,1E-10,"",null,22,6.6000000000000003E-2,111.88840451486419,1.1530230003548452E-2,0.29292315803815033,8.2653542682310803,9.530143577351527E-2,null,0.65065184614428395,0.10613393007955221,0.8265354268231081,9.5301435773515291,null,96.591460935384703,-10000000,52.593070115785892]
[null,null,null,null,null,null,null,null,null,null,null,null,null,null,null,null,null,null,null,null,null,null,null,null,null,null,null,null,null,null,null,null,null,null,null,null,null,null,null,null,null,null,null,null,null,null,null,null,null,null,null,null,null,null,null,null,null,null,null,null,null,null,null,null,null,null,null,null,null,null,null,null,2.8,8.0260316340032087,23.663422501270059,69.767674737449283,150.25336708673623,272.4274808134831,442.99712108640864,668.22954910177873,954.04941190099669,1306.1035043398372,1729.8066785134783,2230.3758976153181,2812.8563841257956,4242.9931568015963,6057.8361603251351,8293.2403070736382,10983.587764695649,14162.004184636291,22110.22510184838,26941.327202402903,38464.861974204476,1E-10,"",null,23,6.9000000000000006E-2,114.63272230748412,1.2281852440911536E-2,0.30010776521849242,8.4826144102842527,0.10418221850026102,null,0.6677546475406867,0.11602415225009866,0.84826144102842527,10.418221850026104,null,96.591460935384703,-10000000,52.593070115785892]
[null,null,null,null,null,null,null,null,null,null,null,null,null,null,null,null,null,null,null,null,null,null,null,null,null,null,null,null,null,null,null,null,null,null,null,null,null,null,null,null,null,null,null,null,null,null,null,null,null,null,null,null,null,null,null,null,null,null,null,null,null,null,null,null,null,null,null,null,null,null,null,null,2.9,8.1680963202454109,24.082276655646581,71.00259671052406,152.91292518785042,277.24958049491903,450.83838684303885,680.0575390175826,970.9365532109133,1329.2221753101549,1760.4251029415057,2269.8546420990165,2862.6453181691436,4318.0962113416608,6165.0628238455247,8440.0347175471925,11178.002641282286,14412.678586731516,22501.586902433744,27418.201873534606,39145.708848089707,1E-10,"",null,24,7.2000000000000008E-2,117.33549700481149,1.3045025718325123E-2,0.30718361282968581,8.6943388355351505,0.11341787371338895,null,0.68442167519524566,0.12630958369898537,0.86943388355351514,11.341787371338897,null,96.591460935384703,-10000000,52.593070115785892]
[null,null,null,null,null,null,null,null,null,null,null,null,null,null,null,null,null,null,null,null,null,null,null,null,null,null,null,null,null,null,null,null,null,null,null,null,null,null,null,null,null,null,null,null,null,null,null,null,null,null,null,null,null,null,null,null,null,null,null,null,null,null,null,null,null,null,null,null,null,null,null,null,3,{"$f":"(1/$R$8)*(((PI()*((BV$3/2)^2))/(2*PI()*(BV$3/2)))^(2/3))*(($BU34*0.01)^(1/2))*(PI()*((BV$3/2)^2))*1000","v":8.3077320132267793},24.493969326440059,72.216404237570075,155.52701070267108,281.98923289167703,458.54558422431785,691.68329635501209,987.53496159555812,1351.9455679219182,1790.5200197438148,{"$f":"(1/$R$8)*(((PI()*((CF$3/2)^2))/(2*PI()*(CF$3/2)))^(2/3))*(($BU34*0.01)^(1/2))*(PI()*((CF$3/2)^2))*1000","v":2308.6583869974297},2911.5829710922189,4391.9151690511117,6270.4561475686551,8584.319266891991,11369.093451645811,14659.067008619704,22886.257278138546,27886.923038027311,39814.914739883789,1E-10,"",null,25,7.4999999999999997E-2,120.00000000000001,1.3819159109348519E-2,0.31415926535897937,8.9007470835373432,0.12300084013947234,null,0.70067021134550267,0.13698180369615021,0.89007470835373437,12.300084013947236,null,96.591460935384703,-10000000,52.593070115785892]
[null,null,null,null,null,null,null,null,null,null,null,null,null,null,null,null,null,null,null,null,null,null,null,null,null,null,null,null,null,null,null,null,null,null,null,null,null,null,null,null,null,null,null,null,null,null,null,null,null,null,null,null,null,null,null,null,null,null,null,null,null,null,null,null,null,null,null,null,null,null,null,null,3.1,8.4450592011175107,24.898855753027547,73.410144682945102,158.09787926064158,286.65052773205281,466.1253635793791,703.11685269122961,1003.8589594091352,1374.2932896260447,1820.1173970764007,2346.8206150979445,2959.7115699798628,4464.513726474509,6374.1070727750521,8726.2184546608842,11557.025083298799,14901.382052748535,23264.568151472773,28347.895143728412,40473.057090724236,1E-10,"",null,26,7.8E-2,122.62919597176219,1.460368665361466E-2,0.32104248431709259,9.1020376990392684,0.13292330646615724,null,0.71651588550991774,0.14803211305178063,0.91020376990392693,13.292330646615726,null,96.591460935384703,-10000000,52.593070115785892]
[null,null,null,null,null,null,null,null,null,null,null,null,null,null,null,null,null,null,null,null,null,null,null,null,null,null,null,null,null,null,null,null,null,null,null,null,null,null,null,null,null,null,null,null,null,null,null,null,null,null,null,null,null,null,null,null,null,null,null,null,null,null,null,null,null,null,null,null,null,null,null,null,3.2,8.5801887285284106,25.297262742351375,74.584781582691093,160.62760595649809,291.23722741313867,473.58384298072895,714.36743670208307,1019.9217226819139,1396.2833785441378,1849.2411246716724,2384.3721293128328,3007.0699621710064,4535.95048205085,6476.099262041952,8865.8468157867046,11741.949226586674,15139.819305419385,23636.824878733034,28801.490267532732,41120.66712486351,{"$f":"IF($BU36<=$R$9,$R$19,0.0000000001)","v":1E-10},"",null,27,8.1000000000000003E-2,125.22578499469221,1.5398064613713585E-2,0.32784033848278332,9.2983908296966824,0.1431772227992314,null,0.73197287898078545,0.15945154687565707,0.92983908296966833,14.317722279923141,null,96.591460935384703,-10000000,52.593070115785892]
[null,null,null,null,null,null,null,null,null,null,null,null,null,null,null,null,null,null,null,null,null,null,null,null,null,null,null,null,null,null,null,null,null,null,null,null,null,null,null,null,null,null,null,null,null,null,null,null,null,null,null,null,null,null,null,null,null,null,null,null,null,null,null,null,null,null,null,null,null,null,null,null,3.3,8.7132228436986754,25.689491756378626,75.741203747395915,163.11810495441532,295.75280254550444,480.92666602381598,725.44356134863392,1035.7354055987921,1417.9324738809285,1877.9132395331078,2421.3413436851347,3053.6939822630579,4606.2794897135136,6576.5098896329282,9003.3100026338307,11924.005807759457,15374.559184559501,24003.309134810239,29248.051630523092,41758.234868330313,1E-10,"",null,28,8.4000000000000005E-2,127.79223772532023,1.6201769250504271E-2,0.33455929601972206,9.4899704096312085,0.15375431077095833,null,0.74705409671479839,0.17123088583445703,0.94899704096312099,15.375431077095836,null,96.591460935384703,-10000000,52.593070115785892]
[null,null,null,null,null,null,null,null,null,null,null,null,null,null,null,null,null,null,null,null,null,null,null,null,null,null,null,null,null,null,null,null,null,null,null,null,null,null,null,null,null,null,null,null,null,null,null,null,null,null,null,null,null,null,null,null,null,null,null,null,null,null,null,null,null,null,null,null,null,null,null,null,3.4,8.8442561038641809,26.075821581429253,76.880233132264536,165.5711464371835,300.20046268410044,488.15905179886852,736.35309925610659,1051.3112481198636,1439.2559632579421,1906.1541210643254,2457.7545349839252,3099.6167694132905,4675.5507375167499,6675.4103248458887,9138.7057205086458,12103.324227964116,15605.768537252381,24364.281407310911,29687.896637059126,42386.213487918969,1E-10,"",null,29,8.7000000000000008E-2,130.33082502059685,1.7014294865081693E-2,0.34120530201750321,9.676926006823745,0.16464607246767674,null,0.76177131276056198,0.18336066609411508,0.96769260068237473,16.464607246767674,null,96.591460935384703,-10000000,52.593070115785892]
[null,null,null,null,null,null,null,null,null,null,null,null,null,null,null,null,null,null,null,null,null,null,null,null,null,null,null,null,null,null,null,null,null,null,null,null,null,null,null,null,null,null,null,null,null,null,null,null,null,null,null,null,null,null,null,null,null,null,null,null,null,null,null,null,null,null,null,null,null,null,null,null,3.5,8.9733761615974448,26.456510646568983,78.002631672515705,167.9883713270859,304.58318301898402,495.28583829295764,747.10334818280546,1066.6596694521629,1460.2681106772839,1933.9826605446315,2493.6360612224812,3144.8690429247704,4743.8105633373971,6772.8667255216596,9272.1245401789438,12280.024439347219,15833.602027241615,24719.983162777604,30121.319514318569,43005.023059733983,1E-10,"",null,30,0.09,132.84364304359633,1.783515206544618E-2,0.34778384421822256,9.859394395415821,0.17584379831544897,null,0.77613529403075809,0.19583118810179853,0.98593943954158225,17.584379831544901,null,96.591460935384703,-10000000,52.593070115785892]
[null,null,null,null,null,null,null,null,null,null,null,null,null,null,null,null,null,null,null,null,null,null,null,null,null,null,null,null,null,null,null,null,null,null,null,null,null,null,null,null,null,null,null,null,null,null,null,null,null,null,null,null,null,null,null,null,null,null,null,null,null,null,null,null,null,null,null,null,null,null,null,null,3.6,9.1006644507042296,26.831799045861686,79.109107245657583,170.3713041264007,308.90372765669855,502.31152024808779,757.70108812634203,1081.7903495817702,1480.9821681399344,1961.4164089565659,2529.0085522639674,3189.4793426302404,4811.1020174768191,6868.9405557405917,9403.6506066059083,12454.217883701363,16058.20334520158,25070.638736206536,30548.593614676123,43615.053856358572,1E-10,"",null,31,9.2999999999999999E-2,135.3326346843894,1.8663866223598842E-2,0.3543000090961908,10.037500901183197,0.187338574038936,null,0.79015590621834098,0.20863252433576687,1.0037500901183198,18.733857403893602,null,96.591460935384703,-10000000,52.593070115785892]
[null,null,null,null,null,null,null,null,null,null,null,null,null,null,null,null,null,null,null,null,null,null,null,null,null,null,null,null,null,null,null,null,null,null,null,null,null,null,null,null,null,null,null,null,null,null,null,null,null,null,null,null,null,null,null,null,null,null,null,null,null,null,null,null,null,null,null,null,null,null,null,null,3.7,9.2261967869267867,27.201910309443164,80.200318893204894,172.72136416301879,313.16467000993532,509.24028231703397,768.15263133685039,1096.7123006790341,1501.4104734002353,1988.4717064521815,2563.8930767525012,3233.4742394185705,4877.4651802250264,6963.68903921745,9533.3622596464229,12626.008314524774,16279.706268683614,25416.456985873374,30969.973432109888,44216.66922573281,1E-10,"",null,32,{"$f":"R$10/100*CS41","v":9.6000000000000002E-2},{"$f":"IF(CT41>($R$10/2),4*(ACOS((CT41/$R$10)^0.5))*360/(2*PI()),4*(ASIN((CT41/$R$10)^0.5))*360/(2*PI()))","v":137.79960795181395},{"$f":"IF(CT41>($R$10/2),(($R$10^2)/8)*((PI()*2-(PI()*CU41/180)+(SIN(CU41*2*PI()/360)))),(($R$10)^2)/8*((PI()*CU41/180-SIN(CU41*2*PI()/360))))","v":1.9499976094841259E-2},{"$f":"IF(CT41>($R$10/2),(PI()*$R$10*(360-CU41)/360),(PI()*$R$10*CU41)/360)","v":0.36075853000747693},{"$f":"(1/$R$8)*((CV41/CW41)^(2/3))*($R$9^(1/2))","v":10.21136055864619},0.19912128678940558,null,{"$f":"CX41/CX$3","v":0.80384220488470393},{"$f":"CY41/CY$3","v":0.22175452612992366},1.021136055864619,19.912128678940562,null,{"$f":"DD$6","v":96.591460935384703},{"$f":"IF(CS41>=P$66,N$67,-10000000)","v":-10000000},{"$f":"IF(CS41<P$66,N$68,ERROR.TYPE(1))","v":52.593070115785892}]
[null,null,null,null,null,null,null,null,null,null,null,null,null,null,null,null,null,null,null,null,null,null,null,null,null,null,null,null,null,null,null,null,null,null,null,null,null,null,null,null,null,null,null,null,null,null,null,null,null,null,null,null,null,null,null,null,null,null,null,null,null,null,null,null,null,null,null,null,null,null,null,null,3.8,9.3500438960405194,27.567052960526567,81.276881411251011,175.03987547681177,317.36841072271119,516.07602821165779,778.46386628514222,1111.4339298730947,1521.5645359048613,2015.1637961708295,2598.3092888673832,3276.8785203150228,4942.9374410410655,7057.1655578948012,9661.3325797315283,12795.492519719222,16498.235593947313,25757.632748141332,31385.696374886349,44810.208122063807,1E-10,"",null,33,9.9000000000000005E-2,140.24625185984235,2.0343032575872687E-2,0.3671638287803205,10.381079110711079,0.21118263052190694,null,0.81720251415183331,0.23518682966219109,{"$f":"DA42*$R$18","v":1.038107911071108},{"$f":"DB42*$R$19","v":21.118263052190699},null,96.591460935384703,-10000000,52.593070115785892]
[null,null,null,null,null,null,null,null,null,null,null,null,null,null,null,null,null,null,null,null,null,null,null,null,null,null,null,null,null,null,null,null,null,null,null,null,null,null,null,null,null,null,null,null,null,null,null,null,null,null,null,null,null,null,null,null,null,null,null,null,null,null,null,null,null,null,null,null,null,null,null,null,3.9,9.4722718797905614,27.92742188913904,82.339369400702637,177.32807554231616,321.51719348564768,522.8224064202941,788.64029645554899,1125.9630946374762,1541.4551126162683,2041.5069246599212,2632.2755578034848,3319.7153517764814,5007.5537448722034,7149.4200036195944,9787.6298693152967,12962.760959222089,16713.907958109721,26094.348121029856,31795.984329589741,45395.987338832936,1E-10,"",null,34,0.10200000000000001,142.67415023011509,2.1192597582135653E-2,0.37352005185008008,10.546753875836227,0.22351311068842666,null,0.8302444949659562,0.248918861181116,1.0546753875836228,22.351311068842669,null,96.591460935384703,-10000000,52.593070115785892]
[null,null,null,null,null,null,null,null,null,null,null,null,null,null,null,null,null,null,null,null,null,null,null,null,null,null,null,null,null,null,null,null,null,null,null,null,null,null,null,null,null,null,null,null,null,null,null,null,null,null,null,null,null,null,null,null,null,null,null,null,null,null,null,null,null,null,null,null,null,null,null,null,4,{"$f":"(1/$R$8)*(((PI()*((BV$3/2)^2))/(2*PI()*(BV$3/2)))^(2/3))*(($BU44*0.01)^(1/2))*(PI()*((BV$3/2)^2))*1000","v":9.592942628383506},28.283199568285216,83.38832085293582,179.58712299088995,325.61311903717166,529.48283297524824,798.68707468906791,1140.3071518227243,1561.0922751388821,2067.5144307770115,{"$f":"(1/$R$8)*(((PI()*((CF$3/2)^2))/(2*PI()*(CF$3/2)))^(2/3))*(($BU44*0.01)^(1/2))*(PI()*((CF$3/2)^2))*1000","v":2665.8090823997063},3362.0064242560461,5071.346810219321,7240.4990894810153,9912.318079099563,13127.898329499443,16926.832566990699,26426.773600552642,32201.045045750896,45974.30348566782,1E-10,"",null,35,0.105,145.08479375255581,2.204824302797434E-2,0.37983110183384966,10.708474503078541,0.23610304830274242,null,0.84297520453508668,0.26293984153275779,1.0708474503078542,23.610304830274245,null,96.591460935384703,-10000000,52.593070115785892]
[null,null,null,null,null,null,null,null,null,null,null,null,null,null,null,null,null,null,null,null,null,null,null,null,null,null,null,null,null,null,null,null,null,null,null,null,null,null,null,null,null,null,null,null,null,null,null,null,null,null,null,null,null,null,null,null,null,null,null,null,null,null,null,null,null,null,null,null,null,null,null,null,4.0999999999999996,9.7121141868412924,28.634557134080751,84.424240334390774,181.81810446913323,329.65815759866035,536.06051167371209,808.60903368517052,1154.4730012046643,1580.4854693371105,2093.1988246480473,2698.9259929460613,3403.772080597847,5134.3473228113144,7330.4466263246723,10035.457186584732,13290.984064899638,17137.111841547579,26755.069089954482,32601.07336560317,46545.4347440981,1E-10,"",null,36,0.108,147.47959058337608,2.2909549895697798E-2,0.38610066527597064,10.866323631701238,0.24894258342325962,null,0.85540114825360136,0.27723879003940383,1.086632363170124,24.894258342325966,null,96.591460935384703,-10000000,52.593070115785892]
[null,null,null,null,null,null,null,null,null,null,null,null,null,null,null,null,null,null,null,null,null,null,null,null,null,null,null,null,null,null,null,null,null,null,null,null,null,null,null,null,null,null,null,null,null,null,null,null,null,null,null,null,null,null,null,null,null,null,null,null,null,null,null,null,null,null,null,null,null,null,null,null,4.2,9.829841081372086,28.981655348002835,85.447601823607556,184.02204074879802,333.65415995244399,542.5584520918178,818.41071317471756,1168.4671242799075,1599.6435684467979,2118.5718580083021,2731.6414418797731,3445.0314304191584,5196.5841081423641,7419.3037690887259,10157.103533306445,13452.092784290406,17344.841993759521,27079.384798802384,32996.252319625666,47109.642431692286,1E-10,"",null,37,0.111,149.85987571022233,2.3776107381704305E-2,0.39233223716592824,11.020377469090315,0.26202167809200605,null,0.86752832519604428,0.29180452777262639,1.1020377469090317,26.20216780920061,null,96.591460935384703,-10000000,52.593070115785892]
[null,null,null,null,null,null,null,null,null,null,null,null,null,null,null,null,null,null,null,null,null,null,null,null,null,null,null,null,null,null,null,null,null,null,null,null,null,null,null,null,null,null,null,null,null,null,null,null,null,null,null,null,null,null,null,null,null,null,null,null,null,null,null,null,null,null,null,null,null,null,null,null,4.3,9.9461746109656026,29.324645456610511,86.458851245968916,186.19989218567207,337.60286733942138,548.97948567925243,828.09638419753674,1182.2956189276047,1618.5749205275181,2143.6445870483117,2763.9696848174945,3485.8024523048261,5258.0842856249274,7507.1092368922909,10277.310126138909,13611.294690105708,17550.113541150014,27399.862046276456,33386.754105353881,47667.172399532043,1E-10,{"$f":"IF($BU47<=$R$9,$R$19,\"\")","v":""},null,38,0.114,152.22691927474202,2.4647512109519487E-2,0.39852914272678003,11.170706298369266,0.2753301187609421,null,0.87936226807675177,0.30662568025538112,1.1170706298369266,27.533011876094214,null,96.591460935384703,-10000000,52.593070115785892]
[null,null,null,null,null,null,null,null,null,null,null,null,null,null,null,null,null,null,null,null,null,null,null,null,null,null,null,null,null,null,null,null,null,null,null,null,null,null,null,null,null,null,null,null,null,null,null,null,null,null,null,null,null,null,null,null,null,null,null,null,null,null,null,null,null,null,null,null,null,null,null,null,4.4000000000000004,10.061163108637249,29.663669961779743,87.458408744610651,188.35256361026663,341.50592032646642,555.32628017863885,837.67007085302919,1195.9642304633778,1637.287390975732,2168.4274287184039,2795.9241531531652,3526.1020853646328,5318.8734066974976,7593.8995102156141,10396.126907236583,13768.655925857167,17753.01176775452,27716.633980848987,33772.740964309167,48218.25628422825,1E-10,"",null,39,0.11700000000000001,154.58193401120914,2.5523367400997445E-2,0.40469455688943068,11.317374925192324,0.28885751823051964,null,0.89090807842158692,0.3216906796209133,1.1317374925192325,28.885751823051965,null,96.591460935384703,-10000000,52.593070115785892]
[null,null,null,null,null,null,null,null,null,null,null,null,null,null,null,null,null,null,null,null,null,null,null,null,null,null,null,null,null,null,null,null,null,null,null,null,null,null,null,null,null,null,null,null,null,null,null,null,null,null,null,null,null,null,null,null,null,null,null,null,null,null,null,null,null,null,null,null,null,null,null,null,4.5,10.17485217609522,29.998863312580362,88.446670720305761,190.4809087209612,345.36486677172985,561.60135257799311,847.13556983802971,1209.4783795340495,1655.7884007129587,2192.930211305204,2827.5175192702804,3565.9463114762798,5378.9755788822731,7679.7090080205726,10513.600996513973,13924.238897274907,17953.617138192621,28029.82622674861,34154.365969715902,48763.112632566066,1E-10,"",null,40,0.12,156.92608193436905,2.640328259809302E-2,0.41083152180136984,11.460443071641473,0.302593317119907,null,0.90217045757566305,0.3369877662500968,1.1460443071641475,30.259331711990704,null,96.591460935384703,-10000000,52.593070115785892]
[null,null,null,null,null,null,null,null,null,null,null,null,null,null,null,null,null,null,null,null,null,null,null,null,null,null,null,null,null,null,null,null,null,null,null,null,null,null,null,null,null,null,null,null,null,null,null,null,null,null,null,null,null,null,null,null,null,null,null,null,null,null,null,null,null,null,null,null,null,null,null,null,4.5999999999999996,10.287284895062255,30.330352528323274,89.424011668415972,192.58573404010687,349.18116899753142,567.8070807746401,856.49646804098847,1222.8431872373342,1674.0849605748908,2217.162219976668,2858.7617552666889,3605.3502293466254,5438.4135775012483,7764.5702472507583,10629.776910002895,14078.102561500446,18152.005670547191,28339.557466112561,34531.773735854491,49301.947914267352,1E-10,"",null,41,0.123,159.26048038904514,2.7286872428573861E-2,0.41694296266450465,11.599965723876966,0.31652678488326025,null,0.91315373407052514,0.35250498990322038,1.1599965723876968,31.652678488326028,null,96.591460935384703,-10000000,52.593070115785892]
[null,null,null,null,null,null,null,null,null,null,null,null,null,null,null,null,null,null,null,null,null,null,null,null,null,null,null,null,null,null,null,null,null,null,null,null,null,null,null,null,null,null,null,null,null,null,null,null,null,null,null,null,null,null,null,null,null,null,null,null,null,null,null,null,null,null,null,null,null,null,null,null,4.7,10.398502018029449,30.658257760966332,90.390785837052007,194.66780248508076,352.95621026511276,573.94571410387414,865.75615842370553,1236.0634977966195,1692.183702353409,2241.1322378941959,2889.6681859636756,3644.3281213645178,5497.2089465189492,7848.5139868073811,10744.696756956977,14230.302688132368,18348.249272951107,28645.939964477824,34905.101058372718,49834.957436180659,1E-10,"",null,42,0.126,161.5862075573082,2.81737564098423E-2,0.42303170215289582,11.735993439138628,0.33064702038179911,null,0.92386188779140987,0.36823021035708908,1.173599343913863,33.064702038179917,null,96.591460935384703,-10000000,52.593070115785892]
[null,null,null,null,null,null,null,null,null,null,null,null,null,null,null,null,null,null,null,null,null,null,null,null,null,null,null,null,null,null,null,null,null,null,null,null,null,null,null,null,null,null,null,null,null,null,null,null,null,null,null,null,null,null,null,null,null,null,null,null,null,null,null,null,null,null,null,null,null,null,null,null,4.8,10.508542140837088,30.982692803940374,91.347328727262763,196.72783659913009,356.69130063254744,580.01938286456732,874.91785439003183,1249.1438990755485,1710.0909068812534,2264.8485834080448,2920.2475368649348,3682.8935140846397,5555.382089777986,7931.5693578087357,10858.400418178217,14380.892095402465,18542.41604810776,28949.080046209401,35274.477493595477,50362.326169377295,1E-10,"",null,43,0.129,163.90430750537695,2.9063558285702798E-2,0.42910047362551212,11.868572616820984,0.34494295201707287,null,0.93429857131638328,0.38415109755343774,1.1868572616820985,34.494295201707295,null,96.591460935384703,-10000000,52.593070115785892]
[null,"Your Logo / Company Details Here",null,null,null,null,"Project:",null,null,null,null,null,{"$f":"IF(M2=\"\",\"\",M2)","v":""},null,null,null,null,null,null,null,null,null,null,null,null,null,null,null,null,null,null,"By:",null,null,null,null,null,null,null,null,null,null,null,null,null,null,null,null,null,null,null,null,null,null,null,null,null,null,null,null,null,null,null,null,null,null,null,null,null,null,null,null,4.9000000000000004,10.617441859154933,31.303765553505293,92.29395845326718,198.7665214808008,360.38768226614826,586.03010695610249,883.98460281406562,1262.0887411787319,1727.8125294965905,2288.3191437826599,2950.5099776412958,3721.059233068614,5612.9523537229543,8013.7639816973551,10970.925707706894,14529.920864318257,18734.570569401843,29249.078525574292,35640.025883788803,50884.229499084999,1E-10,"",null,44,0.13200000000000001,166.21579484130729,2.9955905491468426E-2,0.43515193332003271,11.997745737615006,0.35940333742666325,null,0.94446712874167027,0.40025513126004586,1.1997745737615007,35.940333742666326,null,96.591460935384703,-10000000,52.593070115785892]
[null,null,null,null,null,null,"Calculation:",null,null,null,null,null,{"$f":"IF(M3=\"\",\"\",M3)","v":"Manning Formula - Flow in Circular Pipe"},null,null,null,null,null,null,null,null,null,null,null,null,null,null,null,null,null,null,"",null,null,null,null,null,null,null,null,null,null,null,null,null,null,null,null,null,null,null,null,null,null,null,null,null,null,null,null,null,null,null,null,null,null,null,null,null,null,null,null,5,{"$f":"(1/$R$8)*(((PI()*((BV$3/2)^2))/(2*PI()*(BV$3/2)))^(2/3))*(($BU54*0.01)^(1/2))*(PI()*((BV$3/2)^2))*1000","v":10.72523591066051},31.621578427939223,93.230976978363856,200.78450744562264,364.04653426642329,591.9798037259111,892.95929587760384,1274.9021533523924,1745.3542231801721,2311.5514058395902,{"$f":"(1/$R$8)*(((PI()*((CF$3/2)^2))/(2*PI()*(CF$3/2)))^(2/3))*(($BU54*0.01)^(1/2))*(PI()*((CF$3/2)^2))*1000","v":2980.465161641041},3758.837452713758,5669.938102563563,8095.1240775524411,11082.30851973338,14677.436533233344,18924.774131774233,29546.031098416293,36001.862834415915,51400.833906079388,1E-10,"",null,45,0.13500000000000001,168.52165904546644,3.085042864326018E-2,0.44118867169000109,12.123551574093966,0.37401676273947054,null,0.95437061225905373,0.41652960024137548,1.2123551574093967,37.401676273947061,null,96.591460935384703,-10000000,52.593070115785892]
[null,null,null,null,null,null,"",null,null,null,null,null,null,null,null,null,null,null,null,null,null,null,null,null,null,null,null,null,null,null,null,"Approved:",null,null,null,null,null,null,null,null,null,null,null,null,null,null,null,null,null,null,null,null,null,null,null,null,null,null,null,null,null,null,null,null,null,null,null,null,null,null,null,null,5.0999999999999996,10.831957304481412,31.936228749177584,94.158671240130687,202.78241244936629,367.66897706173415,597.87029511404523,901.84468184721834,1287.5880593710935,1762.7213596199258,2334.5524838554743,3010.1222618609822,3796.239741618293,5726.3567867048014,8175.6745597894615,11192.582962349939,14823.484274988612,19113.084980124077,29840.028698745486,36360.099148641762,51912.297587037763,1E-10,"",null,46,0.13800000000000001,170.82286852842839,3.1746761047737555E-2,0.44721322402837138,12.246025375600158,0.38877164138370879,null,0.96401179671022752,0.43296160093107605,1.224602537560016,38.877164138370887,null,96.591460935384703,-10000000,52.593070115785892]
[null,null,null,null,null,null,"Sheet Number:",null,null,null,null,null,2,null,null,null,null,null,null,"Date:",null,null,null,null,null,"",null,null,null,null,null,"",null,null,null,null,null,null,null,null,null,null,null,null,null,null,null,null,null,null,null,null,null,null,null,null,null,null,null,null,null,null,null,null,null,null,null,null,null,null,null,null,5.2,10.937637439268807,32.247809090933352,95.077314176799419,204.76082429846912,371.25607641606342,603.70331417024954,910.64337490479522,1300.1501915730623,1779.919048425455,2357.3291450097813,3039.4900037582283,3833.2771039621698,5782.2250051669726,8255.439127278938,11301.781479555217,14968.107058495292,19299.558517650552,30131.157824008791,36714.840223675514,52418.771020408087,1E-10,"",null,47,0.14100000000000001,173.12037446496964,3.2644538228811894E-2,0.45322808050488556,12.365199029843779,0.40365621243660299,null,0.97339319230792254,0.44953803559409949,1.2365199029843781,40.365621243660307,null,96.591460935384703,-10000000,52.593070115785892]
[null,null,null,null,null,null,null,null,null,null,null,null,null,null,null,null,null,null,null,null,null,null,null,null,null,null,null,null,null,null,null,null,null,null,null,null,null,null,null,null,null,null,null,null,null,null,null,null,null,null,null,null,null,null,null,null,null,null,null,null,null,null,null,null,null,null,null,null,null,null,null,null,5.3,11.042306211099252,32.556407596827533,95.987165665210796,206.72030267003811,374.80884709152446,609.48051100960583,919.35786413119854,1312.5921036864122,1796.9521546872734,2379.887832640296,3068.5766952353192,3869.9600173230565,5837.5585626284064,8334.4403447878485,11409.934962748403,15111.345796398096,19484.247496246586,30419.500832339403,37066.186412969219,52920.397483529749,1E-10,"",null,48,0.14400000000000002,175.41511444808827,3.3543397468151069E-2,0.45923569573227241,12.481101203241995,0.41865853850056478,null,0.98251705568345127,0.46624560996146974,1.2481101203241995,41.865853850056489,null,96.591460935384703,-10000000,52.593070115785892]
[null,null,null,null,null,null,null,"Results When Flowing Partially Full",null,null,null,null,null,null,null,null,null,null,null,null,null,null,null,null,null,null,null,null,null,null,null,null,null,null,null,null,null,null,null,null,null,null,null,null,null,null,null,null,null,null,null,null,null,null,null,null,null,null,null,null,null,null,null,null,null,null,null,null,null,null,null,null,5.4,11.145992112255756,32.862108271628834,96.888473379486328,208.66138096110592,378.32825620128568,615.20345826475784,927.99052173056396,1324.9171825711874,1813.8253150517808,2402.2346875328617,3097.3902540907616,3906.2984672958037,5892.37252164646,8412.6997175369816,11517.07285279899,15253.239480256652,19667.202190798893,30705.136214680264,37414.233357800425,53417.313526043108,1E-10,"",null,49,0.14699999999999999,177.70801600322281,3.4442977356485681E-2,0.46523849796645178,12.593757461692027,0.43376650308613107,null,0.99138539939401171,0.48307083031575171,1.2593757461692028,43.376650308613115,null,96.591460935384703,-10000000,52.593070115785892]
[null,null,null,null,null,null,null,null,null,null,null,null,null,null,null,null,null,null,null,null,null,null,null,null,null,null,null,null,null,null,null,null,null,null,null,null,null,null,null,null,null,null,null,null,null,null,null,null,null,null,null,null,null,null,null,null,null,null,null,null,null,null,null,null,null,null,null,null,null,null,null,null,5.5,11.248722321812998,33.164991248329052,97.781473578455717,210.58456798445468,381.81522628430309,620.87365608576533,936.54361057221922,1337.1286589871688,1830.5429524625063,2424.3755674447152,3125.9382331920051,3942.301979239543,5946.6812505457456,8490.2377595722373,11623.223233647826,15393.825304510965,19848.470559026409,30988.138844329471,37759.072291343546,53909.649404020391,1E-10,"",null,50,0.15,180.00000000000003,3.5342917352885188E-2,0.47123889803846902,12.703190373178799,0.44896780747722503,null,1.0000000000000002,0.50000000000000022,1.2703190373178801,44.896780747722509,null,96.591460935384703,-10000000,52.593070115785892]
[null,null,null,null,null,null,null,"Max Velocity at 81.4% Height",null,null,null,null,null,null,null,null,null,null,null,null,null,null,null,null,null,null,null,null,null,null,null,null,null,null,null,null,null,null,null,null,null,null,null,null,null,null,null,null,null,null,null,null,null,null,null,null,null,null,null,null,null,null,null,null,null,null,null,null,null,null,null,null,5.6,11.350522788842829,33.465133033460781,98.666391828935531,212.4903495262856,385.27063812956391,626.49253673263524,945.01929111819334,1349.2296174844646,1847.1092897004244,2446.3160650373175,3154.2278435976482,3977.9796474384443,6000.4984674050493,8567.0740565659598,11728.412918282747,15533.138780347776,20028.098388297167,31268.580206156024,38100.790317969382,54397.529478729106,1E-10,"",null,51,0.153,177.70801600322281,3.6242857349284667E-2,0.4772392981104861,12.809419593355216,0.46424996704910509,null,1.0083624048019235,0.51701921531718675,1.2809419593355218,46.424996704910512,null,96.591460935384703,-10000000,52.593070115785892]
[null,null,null,null,null,null,null,"Vmax",null,null,null,null,null,{"$f":"DC5","v":1.4481975000845886},null,null,"m/s",null,null,null,null,null,null,null,null,null,null,null,null,null,null,null,null,null,null,null,null,null,null,null,null,null,null,null,null,null,null,null,null,null,null,null,null,null,null,null,null,null,null,null,null,null,null,null,null,null,null,null,null,null,null,null,5.7,11.451418308961859,33.762606732785237,99.543443671132081,214.37918977924761,388.69533337433995,632.06146880036908,953.41962779639573,1361.2230055026716,1863.5283618408025,2468.0615243742295,3182.2659758294549,4013.3401619290839,6053.8372805245099,8643.2273235930206,11832.667527834663,15671.213840455561,20206.129430697139,31546.528607474145,38439.470670195653,54881.072583487388,1E-10,"",null,52,0.156,175.41511444808819,3.7142437237619307E-2,0.48324210034466575,12.912461934996651,0.47960030700376144,null,1.0164739373078833,0.53411436078085683,1.2912461934996653,47.960030700376151,null,96.591460935384703,-10000000,52.593070115785892]
[null,null,null,null,null,null,null,null,null,null,null,null,null,null,null,null,null,null,null,null,null,null,null,null,null,null,null,null,null,null,null,null,null,null,null,null,null,null,null,null,null,null,null,null,null,null,null,null,null,null,null,null,null,null,null,null,null,null,null,null,null,null,null,null,null,null,null,null,null,null,null,null,5.8,11.551432594860833,34.05748225923638,100.41283523173043,216.25153266280051,392.0901168981656,637.58176111183343,961.74659487273573,1373.1116417546598,1879.8040277306886,2489.6170561219296,3210.059219471957,4048.3918332186468,6106.7102257112565,8718.7154583645133,11936.011564455017,15808.082935543693,20382.605527480006,31822.049372338606,38775.192945436036,55360.392361676924,1E-10,"",null,53,0.159,173.12037446496959,3.8041296476958468E-2,0.48924971557205255,13.012331422012474,0.49500595748121912,null,1.0243357014853836,0.55127110367075671,1.3012331422012475,49.500595748121917,null,96.591460935384703,-10000000,52.593070115785892]
[null,null,null,null,null,null,null,"Max Flow at 93.8% Height",null,null,null,null,null,null,null,null,null,null,null,null,null,null,null,null,null,null,null,null,null,null,null,null,null,null,null,null,null,null,null,null,null,null,null,null,null,null,null,null,null,null,null,null,null,null,null,null,null,null,null,null,null,null,null,null,null,null,null,null,null,null,null,null,5.9,11.650588341384301,34.349826524797578,101.27476378961076,218.1078030415554,395.45575903183544,643.05466630983608,970.00208186951181,1384.8982239625516,1895.9399805795485,2510.9875515760732,3237.6138812576201,4083.1426150931725,6159.1293006840242,8793.55559034818,12038.468478562172,15943.77712340365,20557.566723900763,32095.205020827143,39108.03332445593,55835.597578638175,1E-10,"",null,54,0.16200000000000001,170.8228685284283,3.8939073658032806E-2,0.49526457204856672,13.10903932849261,0.51045384799822269,null,1.0319485848350909,0.56847488783938804,1.3109039328492611,51.045384799822273,null,96.591460935384703,-10000000,52.593070115785892]
[null,null,null,null,null,null,null,"Qmax",null,null,null,null,null,{"$f":"DD6","v":96.591460935384703},null,null,"l/s",null,null,null,null,null,null,null,null,null,null,null,null,null,null,"=",{"$f":"N64/1000","v":9.6591460935384704E-2},null,"m³/s",null,null,null,null,null,null,null,null,null,null,null,null,null,null,null,null,null,null,null,null,null,null,null,null,null,null,null,null,null,null,null,null,null,null,null,null,null,6,{"$f":"(1/$R$8)*(((PI()*((BV$3/2)^2))/(2*PI()*(BV$3/2)))^(2/3))*(($BU64*0.01)^(1/2))*(PI()*((BV$3/2)^2))*1000","v":11.74890728566645},34.639703617802112,102.12941829858944,219.94840785106297,398.79299759859492,648.48138417632458,978.18789857218701,1396.5853360060316,1911.9397577453726,2532.1776956222452,{"$f":"(1/$R$8)*(((PI()*((CF$3/2)^2))/(2*PI()*(CF$3/2)))^(2/3))*(($BU64*0.01)^(1/2))*(PI()*((CF$3/2)^2))*1000","v":3264.9360017781587},4117.6001256931668,6211.1059968642066,8867.7641261573408,12140.060730979318,16078.326151204654,20731.051375325984,32366.055434703485,39438.064773232945,56306.792409872112,1E-10,"",null,55,0.16500000000000001,168.52165904546644,3.9835406062510161E-2,0.50128912438693685,13.202594203070566,0.52593070115785878,null,1.0393132603087014,0.5857109267066305,1.3202594203070566,52.593070115785892,null,96.591460935384703,1.3202594203070566,{"$error":"#N/A"}]
[null,null,null,null,null,null,null,null,null,null,null,null,null,null,null,null,null,null,null,null,null,null,null,null,null,null,null,null,null,null,null,null,null,null,null,null,null,null,null,null,null,null,null,null,null,null,null,null,null,null,null,null,null,null,null,null,null,null,null,null,null,null,null,null,null,null,null,null,null,null,null,null,6.1,11.846410262774652,34.92717496698895,102.97697987111033,221.77373713950251,402.10253980284784,653.86306470363456,986.30577966214719,1408.1754545366609,1927.806749789743,2553.1919787285019,3292.0313709474685,4151.7716670148011,6262.6513287920288,8941.3567915491712,12240.809850430534,16211.758531641572,20903.096245417299,32634.658010704981,39765.357229738038,56774.076707712637,1E-10,"",null,56,0.16800000000000001,166.21579484130723,4.0729929214301921E-2,0.5073258627569055,13.293001878691081,0.54142302556467015,null,1.0464301870778538,0.60296419536954815,1.3293001878691082,54.142302556467023,null,96.591460935384703,1.3202594203070566,{"$error":"#N/A"}]
[null,null,null,null,null,null,null,"User Defined Height",null,null,null,null,null,null,null,55,null,"%",null,null,null,null,null,null,null,null,null,null,null,null,null,"=",{"$f":"P66%*R10","v":0.16500000000000001},null,null,"m",null,null,null,null,null,null,null,null,null,null,null,null,null,null,null,null,null,null,null,null,null,null,null,null,null,null,null,null,null,null,null,null,null,null,null,null,6.2,11.943117257264079,35.212299493502911,103.81762222639212,223.58416503282336,405.38506398007405,659.20081094004775,994.35738900902243,1419.6709551061413,1943.5442088674879,2574.0347080566617,3318.9055423282816,4185.6642429780886,6313.7758613810956,9014.3486703367453,12340.736486811811,16344.101613487208,21073.736597100004,32901.067802565958,40089.977776991116,57237.546248402774,1E-10,"",null,57,0.17100000000000001,163.90430750537695,4.1622276420067543E-2,0.51337732245142575,13.38026546767639,0.55691710786951099,null,1.0532996101457435,0.62021942174301914,1.3380265467676391,55.691710786951113,null,96.591460935384703,1.3202594203070566,{"$error":"#N/A"}]
[null,null,null,null,null,null,null,"Velocity (v)",null,null,null,null,null,{"$f":"DC7","v":1.3202594203070566},null,null,"m/s",null,null,null,null,null,null,null,null,null,null,null,null,null,null,null,null,null,null,null,null,null,null,null,null,null,null,null,null,null,null,null,null,null,null,null,null,null,null,null,null,null,null,null,null,null,null,null,null,null,null,null,null,null,null,null,6.3,12.03904745100481,35.495133751905087,104.65151210617393,225.38005063010436,408.64122122022462,664.49568162961293,1002.3443236526681,1431.074117851495,1959.1552565097556,2594.7100177702173,3345.5638464229769,4219.2845761886929,6364.4897352023936,9086.7542404877022,12439.860460610456,16475.381647043472,21243.006276954435,33165.33765277257,40411.990803604356,57697.29296130671,1E-10,"",null,58,0.17400000000000002,161.58620755730817,4.2512078295928055E-2,0.51944609392404228,13.464385341784745,0.57239900385649911,null,1.0599215587773223,0.63746107663357987,1.3464385341784746,57.239900385649918,null,96.591460935384703,1.3202594203070566,{"$error":"#N/A"}]
[null,null,null,null,null,null,null,"Flow (Q)",null,null,null,null,null,{"$f":"DD7","v":52.593070115785892},null,null,"l/s",null,null,null,null,null,null,null,null,null,null,null,null,null,null,"=",{"$f":"N68/1000","v":5.2593070115785893E-2},null,"m³/s",null,null,null,null,null,null,null,null,null,null,null,null,null,null,null,null,null,null,null,null,null,null,null,null,null,null,null,null,null,null,null,null,null,null,null,null,null,6.4,12.134219267605639,35.775732061148908,105.47880966087678,227.16173883520094,411.87163687559803,669.7486936641169,1010.2681175017893,1442.3871327756933,1974.6428908532459,2615.2218786087542,3372.0114030186228,4252.6391235069868,6414.8026899690904,9158.5874076541204,12538.200808807876,16605.623844935148,21410.937793602101,33427.518314942041,40731.45815290149,58153.405141811432,{"$f":"IF($BU68<=$R$9,$R$19,0.0000000001)","v":1E-10},"",null,59,0.17699999999999999,159.26048038904514,4.339896227719648E-2,0.52553483341243334,13.545359096743539,0.587854528470653,null,1.0662958437073315,0.65467336263354881,1.3545359096743539,58.785452847065315,null,96.591460935384703,1.3202594203070566,{"$error":"#N/A"}]
[null,null,null,null,null,null,null,null,null,null,null,null,null,null,null,null,null,null,null,null,null,null,null,null,null,null,null,null,null,null,null,null,null,null,null,null,null,null,null,null,null,null,null,null,null,null,null,null,null,null,null,null,null,null,null,null,null,null,null,null,null,null,null,null,null,null,null,null,null,null,null,null,6.5,12.228650413725889,36.054146626381332,106.29966880871397,228.92956113013383,415.07691196308718,674.96082436329505,1018.1302447734739,1453.6121046583705,1990.0099933630288,2635.5741067916651,3398.2531326672452,4285.73409052647,6464.7240863762108,9229.861536353621,12635.775827566807,16734.85243864495,21577.562390600859,33687.658567629151,41048.439261591018,58605.967649314254,1E-10,"",null,60,0.18,156.92608193436899,4.4282552107677349E-2,0.53164627427556832,13.623181500511039,0.60326924466872622,null,1.0724220530674473,0.67184020170458303,1.3623181500511039,60.326924466872633,null,96.591460935384703,1.3202594203070566,{"$error":"#N/A"}]
[null,null,null,null,null,null,null,null,null,null,null,null,null,null,null,null,null,null,null,null,null,null,null,null,null,null,null,null,null,null,null,null,null,null,null,null,null,null,null,null,null,null,null,null,null,null,null,null,null,null,null,null,null,null,null,null,null,null,null,null,null,null,null,null,null,null,null,null,null,null,null,null,6.6,12.322357917537733,36.330427652342479,107.11423757003121,230.68383629513212,418.25762446970441,680.13301359775653,1025.9321231954766,1464.7510576278105,2005.2593350916434,2655.7703723077157,3424.2937673742108,4318.5754450535223,6514.2629264338711,9300.5894789996746,12732.603111974109,16863.090731148979,21742.910114311882,33945.805320282641,41362.991288874277,59055.062091553809,1E-10,"",null,61,0.183,154.58193401120914,4.5162467304772899E-2,0.53778323918750726,13.697844424269032,0.61862845095691588,null,1.0782995469539938,0.68894522129885405,1.3697844424269034,61.862845095691597,null,96.591460935384703,1.3202594203070566,{"$error":"#N/A"}]
[null,null,null,null,null,null,null,null,null,null,null,null,null,null,null,null,null,null,null,null,null,null,null,null,null,null,null,null,null,null,null,null,null,null,null,null,null,null,null,null,null,null,null,null,null,null,null,null,null,null,null,null,null,null,null,null,null,null,null,null,null,null,null,null,null,null,null,null,null,null,null,null,6.7,12.415358164575489,36.604623449061414,107.92265837893304,232.4248710797597,421.41433056941491,685.26616576769163,1033.6751169909542,1475.8059394223349,2020.3935825129809,2675.8142066414553,3450.1378605605,4351.168929671393,6563.427872419169,9370.783602959722,12828.69959308362,16990.361145976396,21907.009877156197,34202.003712003498,41675.169236782356,59500.766996418475,1E-10,"",null,62,0.186,152.22691927474202,4.6038322596250854E-2,0.54394865335015796,13.76933675486627,0.63391716745694715,null,1.0839274505354581,0.70597173884132491,1.376933675486627,63.39171674569473,null,96.591460935384703,1.3202594203070566,{"$error":"#N/A"}]
[null,null,null,null,null,null,null,null,null,null,null,null,null,null,null,null,null,null,null,null,null,null,null,null,null,null,null,null,null,null,null,null,null,null,null,null,null,null,null,null,null,null,null,null,null,null,null,null,null,null,null,null,null,null,null,null,null,null,null,null,null,null,null,null,null,null,null,null,null,null,null,null,6.8,12.507666931185756,36.876780530478307,108.72506837405388,234.1529608291267,424.54756575853321,690.3611516491502,1041.360539663448,1486.7786253664976,2035.4153029657348,2695.7090099825355,3475.7897963582468,4383.5200734633545,6612.2272645597159,9440.4558158024465,12924.081572479919,17116.685272985724,22069.889516637661,34456.297203693735,41985.026062459619,59943.157972256427,1E-10,"",null,63,0.189,149.85987571022233,4.6909727324066036E-2,0.55014555891100969,13.837644287109875,0.6491201203157444,null,1.0893046455736297,0.72290274436733737,1.3837644287109876,64.912012031574449,null,96.591460935384703,1.3202594203070566,{"$error":"#N/A"}]
[null,null,null,null,null,null,null,null,null,null,null,null,null,null,null,null,null,null,null,null,null,null,null,null,null,null,null,null,null,null,null,null,null,null,null,null,null,null,null,null,null,null,null,null,null,null,null,null,null,null,null,null,null,null,null,null,null,null,null,null,null,null,null,null,null,null,null,null,null,null,null,null,6.9,12.599299415771661,37.146943706562851,109.5215996701541,235.86839006880547,427.6578459162464,695.41881011857038,1048.9896565982106,1497.6709220850696,2050.3269697378882,2715.458057959615,3501.2537982932945,4415.6342029627685,6660.6691375510391,9509.6175888800899,13018.764754562779,17242.083911122463,22231.575850473717,34708.727664128572,42292.612783042554,60382.307857614192,1E-10,"",null,64,{"$f":"R$10/100*CS73","v":0.192},{"$f":"IF(CT73>($R$10/2),4*(ACOS((CT73/$R$10)^0.5))*360/(2*PI()),4*(ASIN((CT73/$R$10)^0.5))*360/(2*PI()))","v":147.47959058337605},{"$f":"IF(CT73>($R$10/2),(($R$10^2)/8)*((PI()*2-(PI()*CU73/180)+(SIN(CU73*2*PI()/360)))),(($R$10)^2)/8*((PI()*CU73/180-SIN(CU73*2*PI()/360))))","v":4.7776284810072567E-2},{"$f":"IF(CT73>($R$10/2),(PI()*$R$10*(360-CU73)/360),(PI()*$R$10*CU73)/360)","v":0.5563771308009674},{"$f":"(1/$R$8)*((CV73/CW73)^(2/3))*($R$9^(1/2))","v":13.902749593928133},0.66422172424263126,null,{"$f":"CX73/CX$3","v":1.0944297602027642},{"$f":"CY73/CY$3","v":0.73972088107489287},1.3902749593928134,66.422172424263138,null,{"$f":"DD$6","v":96.591460935384703},{"$f":"IF(CS73>=P$66,N$67,-10000000)","v":1.3202594203070566},{"$f":"IF(CS73<P$66,N$68,ERROR.TYPE(1))","v":{"$error":"#N/A"}}]
[null,null,null,null,null,null,null,null,null,null,null,null,null,null,null,null,null,null,null,null,null,null,null,null,null,null,null,null,null,null,null,null,null,null,null,null,null,null,null,null,null,null,null,null,null,null,null,null,null,null,null,null,null,null,null,null,null,null,null,null,null,null,null,null,null,null,null,null,null,null,null,null,7,{"$f":"(1/$R$8)*(((PI()*((BV$3/2)^2))/(2*PI()*(BV$3/2)))^(2/3))*(($BU74*0.01)^(1/2))*(PI()*((BV$3/2)^2))*1000","v":12.690270268006531},37.415156169446036,110.31237961206484,237.57143305173247,430.74566829621375,700.43994976522833,1056.5636874944721,1508.4845709756512,2065.1309668207509,2735.0645079366195,{"$f":"(1/$R$8)*(((PI()*((CF$3/2)^2))/(2*PI()*(CF$3/2)))^(2/3))*(($BU74*0.01)^(1/2))*(PI()*((CF$3/2)^2))*1000","v":3526.5339374034584},4447.5164523915046,6708.7612360004987,9578.2799793781851,13112.764276733458,17366.577108397902,22392.094728143224,34959.335450434635,42597.978573722692,60818.286861243505,1E-10,"",null,65,0.19500000000000001,145.08479375255578,4.8637591677796015E-2,0.56264669424308833,13.964631871989804,0.67920606292057628,null,1.0993011567766773,0.75640842350933035,{"$f":"DA74*$R$18","v":1.3964631871989803},{"$f":"DB74*$R$19","v":67.920606292057641},null,96.591460935384703,1.3202594203070566,{"$error":"#N/A"}]
[null,null,null,null,null,null,null,null,null,null,null,null,null,null,null,null,null,null,null,null,null,null,null,null,null,null,null,null,null,null,null,null,null,null,null,null,null,null,null,null,null,null,null,null,null,null,null,null,null,null,null,null,null,null,null,null,null,null,null,null,null,null,null,null,null,null,null,null,null,null,null,null,7.1,12.780593616175929,37.681459574033504,111.09753101236363,239.26235427007191,433.81151245463695,705.42535040038263,1064.083808641876,1519.2212514588009,2079.8295933584232,2754.5314049056255,3551.6341398366831,4479.1717732424131,6756.5110288817677,9646.4536509525769,13206.094737647016,17490.184199306528,22551.471079131687,35208.159483412179,42901.170859526654,61251.162693138402,1E-10,"",null,66,0.19800000000000001,142.67415023011503,4.9493237123634702E-2,0.56895774422685808,14.023266759844722,0.6940568669929793,null,1.1039169175527039,0.77294725304796752,1.4023266759844721,69.405686699297945,null,96.591460935384703,1.3202594203070566,{"$error":"#N/A"}]
[null,null,null,null,null,null,null,null,null,null,null,null,null,null,null,null,null,null,null,null,null,null,null,null,null,null,null,null,null,null,null,null,null,null,null,null,null,null,null,null,null,null,null,null,null,null,null,null,null,null,null,null,null,null,null,null,null,null,null,null,null,null,null,null,null,null,null,null,null,null,null,null,7.2,12.870283092792615,37.945894113527061,111.87717237403665,240.94140893474716,436.85584111970797,710.37576447109336,1071.5511550531246,1529.8825840228712,2094.425067816207,2773.8616870075084,3576.5581939692493,4510.6049432565105,6803.925723076276,9714.1488930629275,13298.770223680058,17612.923839880012,22709.728958129075,35455.237318099549,43202.235401299098,61681.000687295251,1E-10,"",null,67,0.20100000000000001,140.24625185984229,5.0342802129897689E-2,0.57531396729661766,14.078626125027,0.7087574892730425,null,1.1082748279323802,0.78931883029163097,1.4078626125027001,70.875748927304258,null,96.591460935384703,1.3202594203070566,{"$error":"#N/A"}]
[null,null,null,null,null,null,null,null,null,null,null,null,null,null,null,null,null,null,null,null,null,null,null,null,null,null,null,null,null,null,null,null,null,null,null,null,null,null,null,null,null,null,null,null,null,null,null,null,null,null,null,null,null,null,null,null,null,null,null,null,null,null,null,null,null,null,null,null,null,null,null,null,7.3,12.959351858615841,38.208498590241589,112.65141809927074,242.60884342509991,439.87910100689635,715.29191838596751,1078.9668224637724,1540.4701330791675,2108.9195318893462,2793.0581907086926,3601.3097570805671,4541.8205748409455,6851.0122760711101,9781.3756391018469,13390.804333749724,17734.814040557503,22866.89158741213,35700.605209941896,43501.216376329321,62107.863916825569,1E-10,"",null,68,0.20400000000000001,137.79960795181395,5.1185858610929086E-2,0.58171926606946101,14.130677815807539,{"$f":"CX77*CV77","v":0.72329087675651693},null,1.1123723569193062,0.80550416389621426,1.4130677815807542,72.329087675651706,null,96.591460935384703,1.3202594203070566,{"$error":"#N/A"}]
[null,null,null,null,null,null,null,null,null,null,null,null,null,null,null,null,null,null,null,null,null,null,null,null,null,null,null,null,null,null,null,null,null,null,null,null,null,null,null,null,null,null,null,null,null,null,null,null,null,null,null,null,null,null,null,null,null,null,null,null,null,null,null,null,null,null,null,null,null,null,null,null,7.4,13.047812625194934,38.469310482071037,113.42037868541753,244.26489571092341,442.88172358414533,720.17451375945325,1086.3318692091541,1550.9854096416896,2123.3150541716223,2812.1236556598469,3625.8923616178708,4572.8231229697712,6897.7774078767661,9848.1434834101856,13482.21020260779,17855.872197036399,23022.981396622665,35944.29817689451,43798.15645402424,62531.813301996386,1E-10,"",null,69,0.20700000000000002,135.33263468438938,5.2021968482171513E-2,0.58817778698074719,14.179385372361986,0.73763953893757905,null,1.1162066343821777,0.8214837752871601,1.4179385372361988,73.763953893757915,null,96.591460935384703,1.3202594203070566,{"$error":"#N/A"}]
[null,null,null,null,null,null,null,null,null,null,null,null,null,null,null,null,null,null,null,null,null,null,null,null,null,null,null,null,null,null,null,null,null,null,null,null,null,null,null,null,null,null,null,null,null,null,null,null,null,null,null,null,null,null,null,null,null,null,null,null,null,null,null,null,null,null,null,null,null,null,null,null,7.5,13.13567767604636,38.728366004925462,114.18416090907844,245.90979574891259,445.86412579068428,725.02422858070906,1093.6473179875397,1561.4298738444356,2137.6136336015666,2831.0607292600557,3650.3094210811682,4603.6168926057999,6944.2276122224812,9914.4616972609183,13573.000522722772,17976.115119253082,23178.020060134699,36186.350057761752,44093.096866994347,62952.907711721615,1E-10,{"$f":"IF($BU79<=$R$9,$R$19,\"\")","v":""},null,70,0.21,132.84364304359633,5.2850682640324165E-2,0.59469395185871532,14.224707690986614,0.75178551182771192,null,1.119774424621732,0.83723765858852628,1.4224707690986615,75.178551182771201,null,96.591460935384703,1.3202594203070566,{"$error":"#N/A"}]
[null,null,null,null,null,null,null,null,null,null,null,null,null,null,null,null,null,null,null,null,null,null,null,null,null,null,null,null,null,null,null,null,null,null,null,null,null,null,null,null,null,null,null,null,null,null,null,null,null,null,null,null,null,null,null,null,null,null,null,null,null,null,null,null,null,null,null,null,null,null,null,null,7.6,13.222958886564275,38.985700171434047,114.9428679991809,247.54376585540496,448.82671071285301,729.84171831256663,1100.9141575178437,1571.8049373081581,2151.8172027025789,2849.8719709480388,3674.5642355562454,4634.2060456785848,6990.3691670820353,9980.339243887116,13663.18756485337,18095.55905863041,23332.028532186825,36426.793567046851,44386.077477888364,63371.204058983654,1E-10,"",null,71,0.21299999999999999,130.33082502059688,5.3671539840688641E-2,0.60127249405943473,14.266598633588552,0.76571031695376213,null,1.1230720956296694,0.85274523496053223,1.4266598633588554,76.57103169537622,null,96.591460935384703,1.3202594203070566,{"$error":"#N/A"}]
[null,null,null,null,null,null,null,null,null,null,null,null,null,null,null,null,null,null,null,null,null,null,null,null,null,null,null,null,null,null,null,null,null,null,null,null,null,null,null,null,null,null,null,null,null,null,null,null,null,null,null,null,null,null,null,null,null,null,null,null,null,null,null,null,null,null,null,null,null,null,null,null,7.7,13.309667742755849,39.241346846183028,115.69659979983822,249.16702105711974,451.76986822003408,734.62761692562788,1108.1333440994852,1582.1119653674175,2165.9276306317829,2868.5598562400678,3698.6599969210702,4664.5946076505325,7036.2081445782451,10045.784792622855,13752.783197407527,18214.21973371692,23485.027079940814,36665.660346564291,44677.136842282875,63786.757390622646,1E-10,"",null,72,0.216,127.79223772532021,5.448406545526608E-2,0.60791850005721604,14.305006572916833,0.77939491445681219,null,1.1260955832890664,0.86798530036738686,1.4305006572916834,77.939491445681227,null,96.591460935384703,1.3202594203070566,{"$error":"#N/A"}]
[null,null,null,null,null,null,null,null,null,null,null,null,null,null,null,null,null,null,null,null,null,null,null,null,null,null,null,null,null,null,null,null,null,null,null,null,null,null,null,null,null,null,null,null,null,null,null,null,null,null,null,null,null,null,null,null,null,null,null,null,null,null,null,null,null,null,null,null,null,null,null,null,7.8,13.395815358885104,39.495338797735684,116.44545292372192,250.77976942146429,454.69397556353755,739.38253787211829,1115.3058030813759,1592.3522791678997,2179.9467260512733,2887.1267805326493,3722.5997937488919,4694.7864737004702,7081.7504203104536,10110.806732220335,13841.798904673697,18332.112354332352,23637.035314614372,36902.981014045319,44966.312267908208,64199.620971894859,1E-10,"",null,73,0.219,125.22578499469219,5.5287770092056765E-2,0.61463745759415467,14.339873861781054,0.79281964921924508,null,1.1288403495910688,0.88293596558085419,1.4339873861781056,79.281964921924526,null,96.591460935384703,1.3202594203070566,{"$error":"#N/A"}]
[null,null,null,null,null,null,null,null,null,null,null,null,null,null,null,null,null,null,null,null,null,null,null,null,null,null,null,null,null,null,null,null,null,null,null,null,null,null,null,null,null,null,null,null,null,null,null,null,null,null,null,null,null,null,null,null,null,null,null,null,null,null,null,null,null,null,null,null,null,null,null,null,7.9,13.48141249410196,39.747707747660257,117.18952089661232,252.38221236784187,457.59939794104042,744.10707500372678,1122.4324302464165,1602.5271576430946,2193.8762398342169,2905.5750626864897,3746.3866159293293,4724.785414551583,7127.0016821455374,10175.413183401026,13930.245804003496,18449.251644324402,23788.0722208232,37138.785208947811,45253.639870467814,64609.846366167505,1E-10,"",null,74,0.222,122.62919597176214,5.6082148052155695E-2,0.62143531175984534,14.371136211679264,0.80596418870109243,null,1.1313013337202382,0.89757458695073289,1.4371136211679265,80.596418870109261,null,96.591460935384703,1.3202594203070566,{"$error":"#N/A"}]
[null,null,null,null,null,null,null,null,null,null,null,null,null,null,null,null,null,null,null,null,null,null,null,null,null,null,null,null,null,null,null,null,null,null,null,null,null,null,null,null,null,null,null,null,null,null,null,null,null,null,null,null,null,null,null,null,null,null,null,null,null,null,null,null,null,null,null,null,null,null,null,null,8,{"$f":"(1/$R$8)*(((PI()*((BV$3/2)^2))/(2*PI()*(BV$3/2)))^(2/3))*(($BU84*0.01)^(1/2))*(PI()*((BV$3/2)^2))*1000","v":13.56646956812696},39.998484416773813,117.92889429374101,253.97454496128157,460.48648902897315,748.80180343732422,1129.5140931173728,1612.6378393787329,2207.717867617278,2923.9069484069387,{"$f":"(1/$R$8)*(((PI()*((CF$3/2)^2))/(2*PI()*(CF$3/2)))^(2/3))*(($BU84*0.01)^(1/2))*(PI()*((CF$3/2)^2))*1000","v":3770.0233590270404},4754.595081968374,7171.9674385096987,10239.612010694096,14018.13466201863,18565.651863033214,23938.156184256834,37373.101635664818,45539.154626287876,65017.483510088081,1E-10,"",null,75,0.22500000000000001,120.00000000000001,5.686667559642182E-2,0.62831853071795862,14.39872196262926,0.8188074508519122,null,1.1334728945753947,0.91187768612279463,1.4398721962629262,81.880745085191236,null,96.591460935384703,1.3202594203070566,{"$error":"#N/A"}]
[null,null,null,null,null,null,null,null,null,null,null,null,null,null,null,null,null,null,null,null,null,null,null,null,null,null,null,null,null,null,null,null,null,null,null,null,null,null,null,null,null,null,null,null,null,null,null,null,null,null,null,null,null,null,null,null,null,null,null,null,null,null,null,null,null,null,null,null,null,null,null,null,8.1,13.650996676056344,40.247698568792522,118.66366086848639,255.55695618960107,463.3555914850478,753.46728037213177,1136.5516321895134,1622.6855243726552,2221.4732522099021,2942.1246134348489,3793.5128283959516,4784.2190139453614,7216.6530262152273,10303.410833610886,14105.475909908864,18681.326825552045,24087.30501780237,37605.958104309801,45822.890422014178,65422.580784537873,1E-10,"",null,76,0.22800000000000001,117.3354970048115,5.7640808987445218E-2,0.63529418324725218,14.422551221295944,0.83132752005836419,null,1.1353487429226725,0.92582085643249123,1.4422551221295945,83.132752005836437,null,96.591460935384703,1.3202594203070566,{"$error":"#N/A"}]
[null,null,null,null,null,null,null,null,null,null,null,null,null,null,null,null,null,null,null,null,null,null,null,null,null,null,null,null,null,null,null,null,null,null,null,null,null,null,null,null,null,null,null,null,null,null,null,null,null,null,null,null,null,null,null,null,null,null,null,null,null,null,null,null,null,null,null,null,null,null,null,null,8.1999999999999993,13.735003602347101,40.495379051564271,119.39390567394112,257.12962922521649,466.20703742295268,758.10404586162451,1143.5458620949712,1632.6713756972069,2235.1439858701483,2960.230166560691,3816.8577430655928,4813.6606396083625,7261.0636178537552,10366.817037200453,14192.279657882675,18796.289921865759,24235.535986221152,37837.381569242811,46104.880101556286,65825.185081655422,1E-10,"",null,77,0.23100000000000001,114.63272230748409,5.8403982264858816E-2,0.64237003085844557,14.442534838351232,0.84350154855867099,null,1.1369218608929017,0.93937865311363111,1.4442534838351235,84.350154855867103,null,96.591460935384703,1.3202594203070566,{"$error":"#N/A"}]
[null,null,null,null,null,null,null,null,null,null,null,null,null,null,null,null,null,null,null,null,null,null,null,null,null,null,null,null,null,null,null,null,null,null,null,null,null,null,null,null,null,null,null,null,null,null,null,null,null,null,null,null,null,null,null,null,null,null,null,null,null,null,null,null,null,null,null,null,null,null,null,null,8.3000000000000007,13.818499834036768,40.741553836045036,120.11971117782772,258.69274167262779,469.04114886107192,762.71262354320004,1150.4975727034002,1642.5965210706679,2248.7316124559979,2978.2256524737536,3840.0607394147933,4842.9232838476037,7305.2042287849472,10429.837782027529,14278.555708827185,18910.554134942053,24382.865829475293,38067.398165488623,46385.155510463068,66225.3418681927,1E-10,"",null,78,0.23400000000000001,111.88840451486418,5.9155604702221892E-2,0.64955463803878766,14.458573187856608,0.85530564005898968,null,1.1381844058941353,0.95252446368593757,1.4458573187856609,85.530564005898981,null,96.591460935384703,1.3202594203070566,{"$error":"#N/A"}]
[null,null,null,null,null,null,null,null,null,null,null,null,null,null,null,null,null,null,null,null,null,null,null,null,null,null,null,null,null,null,null,null,null,null,null,null,null,null,null,null,null,null,null,null,null,null,null,null,null,null,null,null,null,null,null,null,null,null,null,null,null,null,null,null,null,null,null,null,null,null,null,null,8.4,13.901494573248614,40.986250053168355,120.84115737120179,260.24646580252448,471.85823814694828,767.29352132840188,1157.4075301631226,1652.4620543437338,2262.2376294603555,2996.1130544573075,3863.1243746467708,4872.0101717003563,7349.0797237474244,10492.480013611099,14364.313571229659,19024.132057844738,24529.310784793106,38296.033243186153,46663.747537899311,66623.095245446268,1E-10,"",null,79,0.23700000000000002,109.09891472164915,5.9895057881016137E-2,0.6568575052401443,14.4705547005528,0.8667147113600201,null,1.1391275951516535,0.96523035385336253,1.44705547005528,86.671471136002026,null,96.591460935384703,1.3202594203070566,{"$error":"#N/A"}]
[null,null,null,null,null,null,null,null,null,null,null,null,null,null,null,null,null,null,null,null,null,null,null,null,null,null,null,null,null,null,null,null,null,null,null,null,null,null,null,null,null,null,null,null,null,null,null,null,null,null,null,null,null,null,null,null,null,null,null,null,null,null,null,null,null,null,null,null,null,null,null,null,8.5,13.983996749028766,41.229494028745115,121.55832187134851,261.7909687733864,474.65860835907114,771.84723205627051,1164.2764778866679,1662.2690369065906,2275.6634899373562,3013.8942969398045,3886.0511300785952,4900.9244324994661,7392.6948231165043,10554.75047135875,14449.562471408735,19137.035909932809,24674.886607555891,38523.311400197555,46940.686156380019,67018.488005986903,1E-10,"",null,80,0.24,106.26020470831196,6.0621692300734067E-2,0.66428923067645429,14.478354088159184,0.87770232655346125,null,1.1397415659241339,0.9774668828543851,1.4478354088159187,87.770232655346135,null,96.591460935384703,1.3202594203070566,{"$error":"#N/A"}]
[null,null,null,null,null,null,null,null,null,null,null,null,null,null,null,null,null,null,null,null,null,null,null,null,null,null,null,null,null,null,null,null,null,null,null,null,null,null,null,null,null,null,null,null,null,null,null,null,null,null,null,null,null,null,null,null,null,null,null,null,null,null,null,null,null,null,null,null,null,null,null,null,8.6,14.066015028558496,41.471311316521138,122.27128001924723,263.32641284138549,477.44255368745445,776.37423411220527,1171.1051374842773,1672.0184990217108,2289.0106043269707,3031.5712479113954,3908.8434142569899,4929.6691038028785,7436.0541088316186,10616.655697029411,14534.311365099988,19249.277552204385,24819.608591082051,38749.256512995991,47216.000459407063,67411.561687394686,1E-10,"",null,81,0.24299999999999999,103.3677310526685,6.1334823422169171E-2,0.67186170899918052,14.481830175478105,0.88824049664279081,null,1.1400152048460743,0.98920288030656778,1.4481830175478108,88.824049664279087,{"$f":"DC$5","v":1.4481975000845886},96.591460935384703,1.3202594203070566,{"$error":"#N/A"}]
[null,null,null,null,null,null,null,null,null,null,null,null,null,null,null,null,null,null,null,null,null,null,null,null,null,null,null,null,null,null,null,null,null,null,null,null,null,null,null,null,null,null,null,null,null,null,null,null,null,null,null,null,null,null,null,null,null,null,null,null,null,null,null,null,null,null,null,null,null,null,null,null,8.6999999999999993,14.147557827781442,41.711726729509785,122.98010497195052,264.85295555933561,480.21035979435686,780.87499201453534,1177.8942096487074,1681.7114410871047,2302.2803421844137,3049.1457212143591,3931.5035659115661,4958.2471351181312,7479.162030014435,10678.202042754505,14618.568948436978,19360.868501840032,24963.49158537899,38973.89176594164,47489.718697142118,67802.356623189902,1E-10,"",null,82,0.246,100.41636100088553,6.203372701176664E-2,0.67958837772643566,14.480823228787456,0.89829943508025023,null,1.1399359376178373,1.0004051739565081,1.4480823228787458,89.829943508025039,1.4481975000845886,96.591460935384703,1.3202594203070566,{"$error":"#N/A"}]
[null,null,null,null,null,null,null,null,null,null,null,null,null,null,null,null,null,null,null,null,null,null,null,null,null,null,null,null,null,null,null,null,null,null,null,null,null,null,null,null,null,null,null,null,null,null,null,null,null,null,null,null,null,null,null,null,null,null,null,null,null,null,null,null,null,null,null,null,null,null,null,null,8.8000000000000007,14.228633321482651,41.950764369708303,123.68486779019807,266.37074996538013,482.9623041563944,785.3499569708323,1184.6443749943853,1691.3488348344106,2315.4740338203405,3066.6194787153845,3954.033856755716,4986.6613914347163,7522.0229082971891,10739.395678645325,14702.343668365833,19471.819945995889,25106.550014927601,39197.23967904762,47761.868310239413,68190.911991137298,1E-10,"",null,83,0.249,97.400254416588211,6.2717633615232013E-2,0.68748452629949597,14.475151628893716,0.90784725638588493,null,1.139489467107113,1.0110382540422322,1.4475151628893717,90.784725638588498,1.4481975000845886,96.591460935384703,1.3202594203070566,{"$error":"#N/A"}]
[null,null,null,null,null,null,null,null,null,null,null,null,null,null,null,null,null,null,null,null,null,null,null,null,null,null,null,null,null,null,null,null,null,null,null,null,null,null,null,null,null,null,null,null,null,null,null,null,null,null,null,null,null,null,null,null,null,null,null,null,null,null,null,null,null,null,null,null,null,null,null,null,8.9,14.309249452853662,42.188447656298912,124.38563752156267,267.87994476205694,485.6986563892076,789.79956740585487,1191.3562948537779,1700.9316244658894,2328.5929718574039,3083.9942323670766,3976.4364941446765,5014.9146565763313,7564.640942879294,10800.242600012522,14785.643732528797,19582.14275489343,25248.79789555999,39419.322134329974,48032.47596195322,68577.265859086561,1E-10,"",null,84,0.252,94.31271391280724,6.3385721933985298E-2,0.69556768843644534,14.464607679373531,0.91684960024895901,null,1.1386594433720953,1.021063854667875,1.4464607679373531,91.684960024895929,1.4481975000845886,96.591460935384703,1.3202594203070566,{"$error":"#N/A"}]
[null,null,null,null,null,null,null,null,null,null,null,null,null,null,null,null,null,null,null,null,null,null,null,null,null,null,null,null,null,null,null,null,null,null,null,null,null,null,null,null,null,null,null,null,null,null,null,null,null,null,null,null,null,null,null,null,null,null,null,null,null,null,null,null,null,null,null,null,null,null,null,null,9,{"$f":"(1/$R$8)*(((PI()*((BV$3/2)^2))/(2*PI()*(BV$3/2)))^(2/3))*(($BU94*0.01)^(1/2))*(PI()*((BV$3/2)^2))*1000","v":14.38941394257526},42.424799352427826,125.08248127940372,269.38068448633481,488.4196785557574,794.22424946287219,1198.030612033602,1710.4607277340867,2341.6384127083229,3101.2716461655168,{"$f":"(1/$R$8)*(((PI()*((CF$3/2)^2))/(2*PI()*(CF$3/2)))^(2/3))*(($BU94*0.01)^(1/2))*(PI()*((CF$3/2)^2))*1000","v":3998.7136235995595},5043.0096363840685,7607.0202153289811,10860.748634221523,14868.477118649347,19691.847494249163,25390.248850486041,39640.160400828965,48301.567568626349,68961.455228501713,1E-10,"",null,85,0.255,91.145991998388567,6.4037110801582114E-2,0.70385814702169491,14.448952255463842,0.92526915654990782,null,1.1374270424200683,1.0304404248369687,1.4448952255463845,92.526915654990802,1.4481975000845886,96.591460935384703,1.3202594203070566,{"$error":"#N/A"}]
[null,null,null,null,null,null,null,null,null,null,null,null,null,null,null,null,null,null,null,null,null,null,null,null,null,null,null,null,null,null,null,null,null,null,null,null,null,null,null,null,null,null,null,null,null,null,null,null,null,null,null,null,null,null,null,null,null,null,null,null,null,null,null,null,null,null,null,null,null,null,null,null,9.1,14.469134297447299,42.659841590648767,125.77546431788353,270.87310967117043,491.12562545924777,798.62441747998798,1204.6679515333226,1719.937036967654,2354.6115779802431,3118.4533380101993,4020.8673312055253,5070.9489617408944,7649.1646941454865,10920.919447206084,14950.851583449361,19800.944437084534,25530.916125520867,39859.775158382676,48569.168328658234,69343.516075819629,1E-10,"",null,86,0.25800000000000001,87.891039124617635,6.4670849348115914E-2,0.71237959371837811,14.427907871196048,0.93306505634661541,null,1.1357704204495571,1.0391224502148162,1.4427907871196051,93.306505634661562,1.4481975000845886,96.591460935384703,1.3202594203070566,{"$error":"#N/A"}]
[null,null,null,null,null,null,null,null,null,null,null,null,null,null,null,null,null,null,null,null,null,null,null,null,null,null,null,null,null,null,null,null,null,null,null,null,null,null,null,null,null,null,null,null,null,null,null,null,null,null,null,null,null,null,null,null,null,null,null,null,null,null,null,null,null,null,null,null,null,null,null,null,9.1999999999999993,14.548417818592927,42.893595897111872,126.46465010328379,272.35735699909702,493.81674492160067,803.00047444297172,1211.2689212282201,1729.3614200465802,2367.5136558098393,3135.5408814722437,4042.8996458916668,5098.7351914469455,7691.0782390962495,10980.760549660639,15032.774671126466,19909.443574953344,25670.812603561168,40078.18652022809,48835.302750044466,69723.483391768823,1E-10,"",null,87,0.26100000000000001,84.537168859144899,6.5285904781625201E-2,0.72116000554096327,14.401149545418269,0.94019207796812221,null,1.1336639948201124,1.0470595689823665,1.440114954541827,94.019207796812239,1.4481975000845886,96.591460935384703,1.3202594203070566,{"$error":"#N/A"}]
[null,null,null,null,null,null,null,null,null,null,null,null,null,null,null,null,null,null,null,null,null,null,null,null,null,null,null,null,null,null,null,null,null,null,null,null,null,null,null,null,null,null,null,null,null,null,null,null,null,null,null,null,null,null,null,null,null,null,null,null,null,null,null,null,null,null,null,null,null,null,null,null,9.3000000000000007,14.627271609262561,43.126083214572347,127.15010038184319,273.83355944832113,496.49327804834689,807.35281241600012,1217.8341125191314,1738.7347213298456,2380.3458021332794,3152.5358074763426,4064.8125415996842,5126.370814954571,7732.7646053425105,11040.277302930521,15114.253721417821,20017.354628621455,25809.950818355472,40295.414054499604,49099.994676572642,70101.391218770179,1E-10,"",null,88,0.26400000000000001,81.071604222633098,6.5881146978277128E-2,0.7302328325431352,14.368292535492397,0.94659959235765678,null,1.1310774784442541,1.0541953973010367,1.43682925354924,94.659959235765697,1.4481975000845886,96.591460935384703,1.3202594203070566,{"$error":"#N/A"}]
[null,null,null,null,null,null,null,null,null,null,null,null,null,null,null,null,null,null,null,null,null,null,null,null,null,null,null,null,null,null,null,null,null,null,null,null,null,null,null,null,null,null,null,null,null,null,null,null,null,null,null,null,null,null,null,null,null,null,null,null,null,null,null,null,null,null,null,null,null,null,null,null,9.4,14.705702582261242,43.357323924288785,127.83187524432083,275.30184643176801,499.15545948073225,811.6818129516098,1224.3641009508342,1748.057762538305,2393.1091418949077,3169.4396059015376,4086.6079393478881,5153.8582549713628,7774.2274473658108,11099.474924617929,15195.295877274766,20124.687058231102,25948.342967609733,40511.476804689992,49363.267312754164,70477.272686532611,1E-10,"",null,89,0.26700000000000002,77.478849195711248,6.6455328709363201E-2,0.73963864320873962,14.328875497882994,0.95223013124735467,null,1.1279745541825956,1.0604659347381598,1.4328875497882996,95.223013124735488,1.4481975000845886,96.591460935384703,1.3202594203070566,{"$error":"#N/A"}]
[null,null,null,null,null,null,null,null,null,null,null,null,null,null,null,null,null,null,null,null,null,null,null,null,null,null,null,null,null,null,null,null,null,null,null,null,null,null,null,null,null,null,null,null,null,null,null,null,null,null,null,null,null,null,null,null,null,null,null,null,null,null,null,null,null,null,null,null,null,null,null,null,9.5,14.783717467021326,43.58733786687587,128.51003318747686,276.7623439294884,501.80351763578625,815.98784748107596,1230.8594468009048,1757.3313435954183,2405.804770198205,3186.2537271055598,4108.2877091966566,5181.1998699389069,7815.4703227070086,11158.358493920223,15275.908092170976,20231.450072979849,26086.00092546719,40726.393309134393,49625.143247565407,70851.160045949029,1E-10,"",null,90,0.27,73.739795291687983,6.7007059757921456E-2,0.74942746343895283,14.282336771594412,0.95701739353698578,null,1.1243110078669518,1.0657973440395649,1.4282336771594415,95.701739353698599,1.4481975000845886,96.591460935384703,1.3202594203070566,{"$error":"#N/A"}]
[null,null,null,null,null,null,null,null,null,null,null,null,null,null,null,null,null,null,null,null,null,null,null,null,null,null,null,null,null,null,null,null,null,null,null,null,null,null,null,null,null,null,null,null,null,null,null,null,null,null,null,null,null,null,null,null,null,null,null,null,null,null,null,null,null,null,null,null,null,null,null,null,9.6,14.86132281634101,43.816144362171777,129.18463117264841,278.21517461480795,504.43767493504765,820.27127768634386,1237.3206956407516,1766.5562434282497,2418.4337534023739,3202.9795833771486,4129.8536721210157,5208.3979563944049,7856.4966955286136,11216.932956715975,15356.097137065322,20337.652640342207,26222.936254398526,40940.181619573683,49885.644477067224,71223.084701390821,1E-10,"",null,91,0.27300000000000002,69.830412494888293,6.7534772234763063E-2,0.75966220366769965,14.227979955232509,0.96088338563740194,null,1.1200320185134842,1.0701027664284655,1.422797995523251,96.088338563740209,1.4481975000845886,96.591460935384703,1.3202594203070566,{"$error":"#N/A"}]
[null,null,null,null,null,null,null,null,null,null,null,null,null,null,null,null,null,null,null,null,null,null,null,null,null,null,null,null,null,null,null,null,null,null,null,null,null,null,null,null,null,null,null,null,null,null,null,null,null,null,null,null,null,null,null,null,null,null,null,null,null,null,null,null,null,null,null,null,null,null,null,null,9.6999999999999993,14.938525012807801,44.043762228176689,129.85572468158657,279.66045797457974,507.05814802259573,824.53245585457364,1243.7483788704203,1775.7332207310255,2430.997130167651,3219.618550320462,4151.3076017956746,5235.4547512218924,7897.3099400105903,11275.203130413232,15435.869607039212,20443.303494860123,26359.160216536147,41152.859318849893,50144.792425966923,71593.077241492414,1E-10,"",null,92,0.27600000000000002,65.719760757778204,6.803667279073608E-2,0.7704238647500089,14.164922117094662,0.96373417118703009,null,1.1150680814011988,1.0732775882109524,1.4164922117094663,96.373417118703031,1.4481975000845886,96.591460935384703,1.3202594203070566,{"$error":"#N/A"}]
[null,null,null,null,null,null,null,null,null,null,null,null,null,null,null,null,null,null,null,null,null,null,null,null,null,null,null,null,null,null,null,null,null,null,null,null,null,null,null,null,null,null,null,null,null,null,null,null,null,null,null,null,null,null,null,null,null,null,null,null,null,null,null,null,null,null,null,null,null,null,null,null,9.8000000000000007,15.015330274924716,44.270209799114909,130.52336776970941,281.09831042387168,509.66514797299266,828.77172521627563,1250.1430142286454,1784.8630146933492,2443.4959124522411,3236.1719681754266,4172.6512262974575,5262.3724337992626,7937.9133435889871,11333.173708573417,15515.231927626735,20548.411146526683,26494.683784483925,41364.443537782812,50402.607968182281,71961.167468511136,1E-10,"",null,93,0.27900000000000003,61.366834217951606,6.8510674520058573E-2,0.78181979978262173,14.09201240038796,0.96545327489560884,null,1.1093286006436216,1.0751920948637106,1.4092012400387961,96.545327489560904,1.4481975000845886,96.591460935384703,1.3202594203070566,{"$error":"#N/A"}]
[null,null,null,null,null,null,null,null,null,null,null,null,null,null,null,null,null,null,null,null,null,null,null,null,null,null,null,null,null,null,null,null,null,null,null,null,null,null,null,null,null,null,null,null,null,null,null,null,null,null,null,null,null,null,null,null,null,null,null,null,null,null,null,null,null,null,null,null,null,null,null,null,9.9,15.091744662955877,44.495504942669605,131.18761311691597,282.52884541539993,512.25888048969955,832.98942026795805,1256.5051062795435,1793.9463456950664,2455.9310864635977,3252.6411430776056,4193.8862297297474,5289.1531280469499,7978.3101100462463,11390.849265323419,15594.190360854873,20652.983888785748,26629.517651631784,41574.950971273473,50659.111446463743,72327.384426342367,1E-10,"",null,94,0.28200000000000003,56.715273152655882,6.8954295796034223E-2,0.79399755817466955,14.007696973243352,0.96589088051423533,null,1.1026912580023092,1.0756794411849149,1.4007696973243353,96.589088051423545,1.4481975000845886,96.591460935384703,1.3202594203070566,{"$error":"#N/A"}]
[null,null,null,null,null,null,null,null,null,null,null,null,null,null,null,null,null,null,null,null,null,null,null,null,null,null,null,null,null,null,null,null,null,null,null,null,null,null,null,null,null,null,null,null,null,null,null,null,null,null,null,null,null,null,null,null,null,null,null,null,null,null,null,null,null,null,null,null,null,null,null,null,10,15.16777408450705,44.719665076436151,131.848512076096,283.9521735440012,514.83954609449756,837.18586708014629,1262.8351468772366,1802.9839159696169,2468.3036135665575,3269.0273482609432,4215.0142537732791,5315.7989043837333,8018.5033624613652,11448.234259567655,15672.751011009846,20757.029806168939,26763.672242002634,41784.39789367756,50914.322691126865,72691.756427264292,1E-10,"",null,95,0.28500000000000003,51.683865526334195,6.9364501801024311E-2,0.80716975253805934,13.909778870906507,0.96484488154284431,null,1.0949831075723522,1.0745145481191196,1.3909778870906508,96.484488154284435,1.4481975000845886,null,1.3202594203070566,{"$error":"#N/A"}]
[null,null,null,null,null,null,null,null,null,null,null,null,null,null,null,null,null,null,null,null,null,null,null,null,null,null,null,null,null,null,null,null,null,null,null,null,null,null,null,null,null,null,null,null,null,null,null,null,null,null,null,null,null,null,null,null,null,null,null,null,null,null,null,null,null,null,null,null,null,null,null,null,null,null,null,null,null,null,null,null,null,null,null,null,null,null,null,null,null,null,null,null,null,null,null,null,96,{"$f":"R$10/100*CS105","v":0.28800000000000003},{"$f":"IF(CT105>($R$10/2),4*(ACOS((CT105/$R$10)^0.5))*360/(2*PI()),4*(ASIN((CT105/$R$10)^0.5))*360/(2*PI()))","v":46.147836131261876},{"$f":"IF(CT105>($R$10/2),(($R$10^2)/8)*((PI()*2-(PI()*CU105/180)+(SIN(CU105*2*PI()/360)))),(($R$10)^2)/8*((PI()*CU105/180-SIN(CU105*2*PI()/360))))","v":6.9737438298303339E-2},0.82166304360273967,{"$f":"(1/$R$8)*((CV105/CW105)^(2/3))*($R$9^(1/2))","v":13.794949717835978},0.96202445477578358,null,1.0859437127670144,1.0713735358682539,1.379494971783598,96.202445477578379,1.4481975000845886,null,1.3202594203070566,{"$error":"#N/A"}]
[null,null,null,null,null,null,null,null,null,null,null,null,null,null,null,null,null,null,null,null,null,null,null,null,null,null,null,null,null,null,null,null,null,null,null,null,null,null,null,null,null,null,null,null,null,null,null,null,null,null,null,null,null,null,null,null,null,null,null,null,null,null,null,null,null,null,null,null,null,null,null,null,null,null,null,null,null,null,null,null,null,null,null,null,null,null,null,null,null,null,null,null,null,null,null,null,97,0.29099999999999998,39.896887177605372,7.0067938679333849E-2,0.83802798969504977,13.657750531228736,0.95697042671977439,null,1.0751433403741923,1.0657450387111769,1.3657750531228736,95.697042671977442,1.4481975000845886,null,1.3202594203070566,{"$error":"#N/A"}]
[null,null,null,null,null,null,null,null,null,null,null,null,null,null,null,null,null,null,null,null,null,null,null,null,null,null,null,null,null,null,null,null,null,null,null,null,null,null,null,null,null,null,null,null,null,null,null,null,null,null,null,null,null,null,null,null,null,null,null,null,null,null,null,null,null,null,null,null,null,null,null,null,null,null,null,null,null,null,null,null,null,null,null,null,null,null,null,null,null,null,null,null,null,null,null,null,98,0.29399999999999998,32.520409416623835,7.0348467248582972E-2,0.85733956331443995,13.487759507627622,0.94884320797910537,null,1.0617615820436215,1.0566940348248,1.3487759507627624,94.884320797910547,1.4481975000845886,null,1.3202594203070566,{"$error":"#N/A"}]
[null,null,null,null,null,null,null,null,null,null,null,null,null,null,null,null,null,null,null,null,null,null,null,null,null,null,null,null,null,null,null,null,null,null,null,null,null,null,null,null,null,null,null,null,null,null,null,null,null,null,null,null,null,null,null,null,null,null,null,null,null,null,null,null,null,null,null,null,null,null,null,null,null,null,null,null,null,null,null,null,null,null,null,null,null,null,null,null,null,null,null,null,null,null,null,null,99,0.29699999999999999,22.956681909067086,7.0566195351140337E-2,0.88237734338000229,13.258677300327431,0.93561441247263544,null,1.0437281431538235,1.0419615804192122,1.3258677300327433,93.561441247263559,1.4481975000845886,null,1.3202594203070566,{"$error":"#N/A"}]
[null,null,null,null,null,null,null,null,null,null,null,null,null,null,null,null,null,null,null,null,null,null,null,null,null,null,null,null,null,null,null,null,null,null,null,null,null,null,null,null,null,null,null,null,null,null,null,null,null,null,null,null,null,null,null,null,null,null,null,null,null,null,null,null,null,null,null,null,null,null,null,null,null,null,null,null,null,null,null,null,null,null,null,null,null,null,null,null,null,null,null,null,null,null,null,null,100,0.3,0,7.0685834705770348E-2,0.94247779607693793,12.703190373178797,0.89793561495444962,null,1,1,1.2703190373178799,89.793561495444976,1.4481975000845886,null,1.3202594203070566,{"$error":"#N/A"}]